{"text_format":"1","workbook":"xlsx","n_sheets":9,"sheets":["INTRO","WQCV","EDB","EWDB","CWB","PLD","MBP","GB","GS"],"not_rendered":{"charts":0,"images":0,"macros":1,"external_links":0,"defined_names":9,"comments":0,"pivot_tables":0},"unopened":[],"bounds":{"document_bytes":16777216,"sheet_cells":100000,"rows_first":2000,"rows_last":500,"rows_between":2000,"halvings":0,"cell_chars":16384,"cell_head_chars":4096},"cells_cut":0,"cells_raw":0,"read":"whole","date_system":"1900"}

{"sheet":"INTRO","index":0,"n_rows":51,"n_cols":8,"rows_kept":51,"cut":false,"hidden":false,"merged":[[0,1,2,9],[4,1,4,9],[5,1,5,9],[3,1,3,9]]}
[null,"        URBAN STORM DRAINAGE BMP DESIGN-AID WORKBOOK"]
[]
[]
[]
[null,"City of Rogers Planning and Transportation Department"]
[null,"Rogers, Arkansas"]
[]
[null,"Purpose:","This workbook is to be used as a design aid in the preliminary stages of BMP design."]
[]
[null,"Function:","To provide the designer with built-in tools to incorporate established criteria and"]
[null,null,"sizing into the preliminary design."]
[]
[null,"Content:","The workbook consists of the following 9 sheets:"]
[]
[null,"INTRO ","Describes the purpose of each sheet in the workbook."]
[]
[null,null,"Design-aid for Water Quality Capture Volume"]
[]
[null,"GB","Design-aid for Extended Dry Detention Basin"]
[]
[null,"GS","Design-aid for Extended Wet Detention Basin"]
[]
[null,"EDB","Design-aid for Constructed Wetland Basin"]
[]
[null,"EWDB","Design-aid for Porous Landscape Detention"]
[]
[null,"CWB","Design-aid for Modular Block Porous Pavement"]
[]
[null,"MBP","Design-aid for Grass Buffer"]
[]
[null,"PLD","Design-aid for Grass Swale"]
[]
[null,"Acknowledgements:","This spreadsheet was originally designed by the Denver Urban Drainage and Flood Control District (UDFCD)"]
[null,null,"and was previously modified by WWE for the City of Springfield, Missouri to reflect local criteria and policies"]
[null,null,"with the permission of the UDFCD.  Further modifications to the spreadsheet to reflect City of Rogers criteria"]
[null,null,"and policies were made by WWE with consultation and peer review by the City.  The original UDFCD spreadsheet"]
[null,null,"development team was comprised of:"]
[null,null,"Dr. James C.Y. Guo, P.E."]
[null,null,"Professor, Department of Civil Engineering"]
[null,null,"University of Colorado at Denver"]
[null,null,"Ken A. MacKenzie, P.E."]
[null,null,"Urban Drainage and Flood Control District"]
[null,null,"Wright Water Engineers, Inc. (WWE)"]
[null,null,"Denver, Colorado"]
[null,null,"Modifications to the spreadsheet to reflect City of Rogers criteria and policies were made by WWE with"]
[null,null,"consultation and peer review by the City."]
[null,null," "]
[null,"Comments?","Direct all comments regarding this spreadsheet workbook to:",null,null,null,null,"Derrel Smith E-Mail"]
[null,null,null,null,null,null,null,"mailto:dsmith@rogersarkansas.com"]
[null,"Revisions?","Check for revised versions of this or any other workbook at:",null,null,null,null,"Downloads"]
[null,null,null,null,null,null,null,"http://www.rogersarkansas.com/planning"]

{"sheet":"WQCV","index":1,"n_rows":39,"n_cols":13,"rows_kept":39,"cut":false,"hidden":false,"merged":[[6,4,6,12],[7,4,7,12],[1,1,1,13],[3,4,3,12],[4,4,4,12],[5,4,5,12]]}
[]
[null,"Design Procedure Form:  Water Quality Capture Volume (WQCV)"]
[]
[null,null,"Designer:"]
[null,null,"Company:"]
[null,null,"Date:"]
[null,null,"Project:"]
[null,null,"Location:"]
[]
[]
[null,null,"1.","Percent Impervious"]
[]
[null,null,null,"A)  Imperviousness of Tributary Area, Ia",null,null,null,null,null,null,"Ia =",null,"%"]
[]
[]
[null,null,"2.","Are measures implemented to reduce the amount of"]
[null,null,null,"directly connected impervious area?"]
[]
[]
[null,null,null,"A)  Effective Imperviousness",null,null,null,null,null,null,"EI =",null,"%"]
[]
[null,null,null,"B)  Tributary Area's Imperviousness Ratio, i",null,null,null,null,null,null,"i ="]
[]
[]
[null,null,"2.","Tributary Area"]
[]
[null,null,null,"A)  Total Tributary Area, A",null,null,null,null,null,null,"A =",null,"square feet"]
[]
[]
[null,null,"3.","Water Quality Capture Volume (WQCV)"]
[]
[null,null,null,"A)  12-Hour Drain Time, WQCV12",null,null,null,null,null,null,"WQCV12 =",null,"cubic feet"]
[null,null,null,"     (Extended Wet Detention Basin and Porous Landscape Detention)"]
[]
[null,null,null,"B)  24-Hour Drain Time, WQCV24",null,null,null,null,null,null,"WQCV24 =",null,"cubic feet"]
[null,null,null,"     (Constructed Wetland Basin)"]
[]
[null,null,null,"C)  48-Hour Drain Time, WQCV48",null,null,null,null,null,null,"WQCV48 =",null,"cubic feet"]
[null,null,null,"     (Extended Dry Detention Basin)"]

{"sheet":"EDB","index":2,"n_rows":170,"n_cols":87,"rows_kept":170,"cut":false,"hidden":false,"merged":[[105,1,105,13],[106,1,106,13],[101,1,101,13],[102,1,102,13],[103,1,103,13],[104,1,104,13],[102,55,102,64],[102,65,102,74],[102,75,102,84],[55,4,55,12],[56,4,56,12],[57,4,57,12],[58,4,58,12],[59,4,59,12],[99,4,99,13],[100,1,100,13],[39,55,39,64],[39,65,39,74],[39,75,39,84],[53,1,53,13],[1,1,1,13],[4,4,4,12],[6,4,6,12],[7,4,7,12],[5,4,5,12],[3,4,3,12]]}
[]
[null,"Design Procedure Form:  Extended Dry Detention Basin (EDB)"]
[null,null,null,null,null,null,null,null,null,null,null,null,null," Sheet 1 of 2"]
[null,null,"Designer:"]
[null,null,"Company:"]
[null,null,"Date:"]
[null,null,"Project:"]
[null,null,"Location:"]
[]
[]
[null,null,"1.","Basin Storage Volume"]
[]
[null,null,null,"A)  Contributing Watershed Area (acres) from WQCV Spreadsheet",null,null,null,null,null,null,"Area =",{"$f":"IF(WQCV!L27=\"\",\"\",WQCV!L27/43560)","v":""},"acres"]
[]
[null,null,null,"B)  Water Quality Capture Volume (WQCV48)",null,null,null,null,null,null,"WQCV48 =",{"$f":"IF(WQCV!L38=\"\",\"\",WQCV!L38)","v":""},"cubic feet"]
[null,null,null,"       (Input from WQCV Spreadsheet, 48 hour drain time)"]
[]
[null,null,null,"C)  Minimum Design Volume: Vol = WQCV * 1.25",null,null,null,null,null,null,"Vol =",{"$f":"IF(L15=\"\",\"\",L15*1.25)","v":""},"cubic feet"]
[null,null,null,"         A multiplier of 1.25 is applied to account for sediment accumulation"]
[]
[]
[null,null,"2.","Preliminary Basin Geometry (assumes a trapezoidal basin)"]
[]
[null,null,null,"A)  Basin Length to Width Ratio (L:W), should be between 2:1 and 4:1",null,null,null,null,null,null,"L:W ="]
[]
[null,null,null,"B)  Basin Side Slopes, Z (Horizontal:Vertical), should be 3:1 or flatter",null,null,null,null,null,null,"Z =",null,"ft/ft"]
[]
[null,null,null,"C)  Basin Depth, D",null,null,null,null,null,null,"D =",null,"feet",null,null,null,null,null,null,null,null,null,null,null,null,null,null,null,null,null,null,null,null,null,null,null,null,null,null,null,null,null,null,null,null,null,null,null,null,null,null,null,"WQCV =",{"$f":"IF(L15=\"\",\"\",L15)","v":""},"cubic feet"]
[null,null,null,null,null,null,null,null,null,null,null,null,null,null,null,null,null,null,null,null,null,null,null,null,null,null,null,null,null,null,null,null,null,null,null,null,null,null,null,null,null,null,null,null,null,null,null,null,null,null,null,null,"D =",{"$f":"IF(L28=\"\",\"\",L28)","v":""},"feet",null,null,"Total Drain Time (hrs)",{"$f":"CI87","v":{"$error":"#REF!"}}]
[null,null,null,"D) Basin Bottom Width, W",null,null,null,null,null,null,"W =",null,"feet",null,null,null,null,null,null,null,null,null,null,null,null,null,null,null,null,null,null,null,null,null,null,null,null,null,null,null,null,null,null,null,null,null,null,null,null,null,null,null,"WQCV water surface elevation =",100,"feet",null,null,"Peak Outflow Rate (cfs)",{"$f":"CI88","v":{"$error":"#REF!"}}]
[null,null,null,null,null,null,null,null,null,null,null,null,null,null,null,null,null,null,null,null,null,null,null,null,null,null,null,null,null,null,null,null,null,null,null,null,null,null,null,null,null,null,null,null,null,null,null,null,null,null,null,null,"Basin bottom elevation =",{"$f":"BB30-BB29","v":{"$error":"#VALUE!"}},"feet"]
[null,null,null,"E) Basin Bottom Length, L",null,null,null,null,null,null,"L =",null,"feet"]
[null,null,null,null,null,null,null,null,null,null,null,null,null,null,null,null,null,null,null,null,null,null,null,null,null,null,null,null,null,null,null,null,null,null,null,null,null,null,null,null,null,null,null,null,null,null,null,null,null,null,null,null,"dperforation =",{"$f":"IF(#REF!=\"\",\"\",#REF!)","v":{"$error":"#REF!"}},"inches"]
[null,null,null,"F)  Calculated Design Volume (may be slightly larger than required)",null,null,null,null,null,null,"Calc. Vol =",null,"cubic feet",null,null,null,null,null,null,null,null,null,null,null,null,null,null,null,null,null,null,null,null,null,null,null,null,null,null,null,null,null,null,null,null,null,null,null,null,null,null,null,"nholes per row =",{"$f":"IF(#REF!=\"\",\"\",#REF!)","v":{"$error":"#REF!"}}]
[null,null,null,null,null,null,null,null,null,null,null,null,null,null,null,null,null,null,null,null,null,null,null,null,null,null,null,null,null,null,null,null,null,null,null,null,null,null,null,null,null,null,null,null,null,null,null,null,null,null,null,null,"Rs =",{"$f":"IF(#REF!=\"\",\"\",#REF!)","v":{"$error":"#REF!"}},"inches"]
[null,null,null,null,null,null,null,null,null,null,null,null,null,null,null,null,null,null,null,null,null,null,null,null,null,null,null,null,null,null,null,null,null,null,null,null,null,null,null,null,null,null,null,null,null,null,null,null,null,null,null,null,"driser =",{"$f":"IF(#REF!=\"\",\"\",#REF!)","v":{"$error":"#REF!"}},"inches"]
[null,null,"3.","Water Quality Outlet Structure",null,null,null,null,null,null,null,null,null,null,null,null,null,null,null,null,null,null,null,null,null,null,null,null,null,null,null,null,null,null,null,null,null,null,null,null,null,null,null,null,null,null,null,null,null,null,null,null,"doutlet =",{"$f":"IF(#REF!=\"\",\"\",#REF!)","v":{"$error":"#REF!"}},"inches"]
[]
[null,null,null,"A)  Outlet Type ",null,null,null,null,null,null,null,"Perforated Plate",null,null,null,null,null,null,null,null,null,null,null,null,null,null,null,null,null,null,null,null,null,null,null,null,null,null,null,null,null,null,null,null,null,null,null,null,null,null,null,null,"nrows =",{"$f":"IF(BB35=\"\",\"\",ROUND(((BB29*12)/BB35),0))","v":{"$error":"#REF!"}}]
[null,null,null,null,null,null,null,null,null,null,null,null,null,null,null,null,null,null,null,null,null,null,null,null,null,null,null,null,null,null,null,null,null,null,null,null,null,null,null,null,null,null,null,null,null,null,null,null,null,null,null,null,"Outlet Area per Row =",{"$f":"IF(BB34=\"\",\"\",BB34*3.1416*(BB33^2)/4)","v":{"$error":"#REF!"}},"in2","Outflow Rate (cfs) for each Row (based on row elevation)",null,null,null,null,null,null,null,null,null,"Outflow Rate (cfs) for each Row (based on row elevation)",null,null,null,null,null,null,null,null,null,"Outflow Rate (cfs) for each Row (based on row elevation)"]
[null,null,null,"B) For a Perforated Plate Select:",null,null,null,null,null,null,null,null,null,null,null,null,null,null,null,null,null,null,null,null,null,null,null,null,null,null,null,null,null,null,null,null,null,null,null,null,null,null,null,null,null,null,null,null,null,null,null,null,{"$f":"IF(#REF!=\"\",\"\",IF(#REF!<$BB$30,#REF!+(2/12),\"\"))","v":{"$error":"#REF!"}},{"$f":"IF(BA41=\"\",\"\",(($L$30+2*$L$26*(BA41-#REF!))*($L$24*$L$30+2*$L$26*(BA41-#REF!))))","v":{"$error":"#REF!"}},{"$f":"IF(BB41=\"\",\"\",((#REF!+BB41)/2)*(2/12))","v":{"$error":"#REF!"}},{"$f":"IF($BC41=\"\",\"\",IF(#REF!>$BB$30,\"\",IF($BA41-#REF!<=0,\"\",(0.6*($BB$40/144)*(2*32.2*($BA41-#REF!))^0.5))))","v":{"$error":"#REF!"}},{"$f":"IF($BC41=\"\",\"\",IF(#REF!>$BB$30,\"\",IF($BA41-#REF!<=0,\"\",(0.6*($BB$40/144)*(2*32.2*($BA41-#REF!))^0.5))))","v":{"$error":"#REF!"}},{"$f":"IF($BC41=\"\",\"\",IF(#REF!>$BB$30,\"\",IF($BA41-#REF!<=0,\"\",(0.6*($BB$40/144)*(2*32.2*($BA41-#REF!))^0.5))))","v":{"$error":"#REF!"}},{"$f":"IF($BC41=\"\",\"\",IF(#REF!>$BB$30,\"\",IF($BA41-#REF!<=0,\"\",(0.6*($BB$40/144)*(2*32.2*($BA41-#REF!))^0.5))))","v":{"$error":"#REF!"}},{"$f":"IF($BC41=\"\",\"\",IF(#REF!>$BB$30,\"\",IF($BA41-#REF!<=0,\"\",(0.6*($BB$40/144)*(2*32.2*($BA41-#REF!))^0.5))))","v":{"$error":"#REF!"}},{"$f":"IF($BC41=\"\",\"\",IF(#REF!>$BB$30,\"\",IF($BA41-#REF!<=0,\"\",(0.6*($BB$40/144)*(2*32.2*($BA41-#REF!))^0.5))))","v":{"$error":"#REF!"}},{"$f":"IF($BC41=\"\",\"\",IF(#REF!>$BB$30,\"\",IF($BA41-#REF!<=0,\"\",(0.6*($BB$40/144)*(2*32.2*($BA41-#REF!))^0.5))))","v":{"$error":"#REF!"}},{"$f":"IF($BC41=\"\",\"\",IF(#REF!>$BB$30,\"\",IF($BA41-#REF!<=0,\"\",(0.6*($BB$40/144)*(2*32.2*($BA41-#REF!))^0.5))))","v":{"$error":"#REF!"}},{"$f":"IF($BC41=\"\",\"\",IF(#REF!>$BB$30,\"\",IF($BA41-#REF!<=0,\"\",(0.6*($BB$40/144)*(2*32.2*($BA41-#REF!))^0.5))))","v":{"$error":"#REF!"}},{"$f":"IF($BC41=\"\",\"\",IF(#REF!>$BB$30,\"\",IF($BA41-#REF!<=0,\"\",(0.6*($BB$40/144)*(2*32.2*($BA41-#REF!))^0.5))))","v":{"$error":"#REF!"}},{"$f":"IF($BC41=\"\",\"\",IF(#REF!>$BB$30,\"\",IF($BA41-#REF!<=0,\"\",(0.6*($BB$40/144)*(2*32.2*($BA41-#REF!))^0.5))))","v":{"$error":"#REF!"}},{"$f":"IF($BC41=\"\",\"\",IF(#REF!>$BB$30,\"\",IF($BA41-#REF!<=0,\"\",(0.6*($BB$40/144)*(2*32.2*($BA41-#REF!))^0.5))))","v":{"$error":"#REF!"}},{"$f":"IF($BC41=\"\",\"\",IF(#REF!>$BB$30,\"\",IF($BA41-#REF!<=0,\"\",(0.6*($BB$40/144)*(2*32.2*($BA41-#REF!))^0.5))))","v":{"$error":"#REF!"}},{"$f":"IF($BC41=\"\",\"\",IF(#REF!>$BB$30,\"\",IF($BA41-#REF!<=0,\"\",(0.6*($BB$40/144)*(2*32.2*($BA41-#REF!))^0.5))))","v":{"$error":"#REF!"}},{"$f":"IF($BC41=\"\",\"\",IF(#REF!>$BB$30,\"\",IF($BA41-#REF!<=0,\"\",(0.6*($BB$40/144)*(2*32.2*($BA41-#REF!))^0.5))))","v":{"$error":"#REF!"}},{"$f":"IF($BC41=\"\",\"\",IF(#REF!>$BB$30,\"\",IF($BA41-#REF!<=0,\"\",(0.6*($BB$40/144)*(2*32.2*($BA41-#REF!))^0.5))))","v":{"$error":"#REF!"}},{"$f":"IF($BC41=\"\",\"\",IF(#REF!>$BB$30,\"\",IF($BA41-#REF!<=0,\"\",(0.6*($BB$40/144)*(2*32.2*($BA41-#REF!))^0.5))))","v":{"$error":"#REF!"}},{"$f":"IF($BC41=\"\",\"\",IF(#REF!>$BB$30,\"\",IF($BA41-#REF!<=0,\"\",(0.6*($BB$40/144)*(2*32.2*($BA41-#REF!))^0.5))))","v":{"$error":"#REF!"}},{"$f":"IF($BC41=\"\",\"\",IF(#REF!>$BB$30,\"\",IF($BA41-#REF!<=0,\"\",(0.6*($BB$40/144)*(2*32.2*($BA41-#REF!))^0.5))))","v":{"$error":"#REF!"}},{"$f":"IF($BC41=\"\",\"\",IF(#REF!>$BB$30,\"\",IF($BA41-#REF!<=0,\"\",(0.6*($BB$40/144)*(2*32.2*($BA41-#REF!))^0.5))))","v":{"$error":"#REF!"}},{"$f":"IF($BC41=\"\",\"\",IF(#REF!>$BB$30,\"\",IF($BA41-#REF!<=0,\"\",(0.6*($BB$40/144)*(2*32.2*($BA41-#REF!))^0.5))))","v":{"$error":"#REF!"}},{"$f":"IF($BC41=\"\",\"\",IF(#REF!>$BB$30,\"\",IF($BA41-#REF!<=0,\"\",(0.6*($BB$40/144)*(2*32.2*($BA41-#REF!))^0.5))))","v":{"$error":"#REF!"}},{"$f":"IF($BC41=\"\",\"\",IF(#REF!>$BB$30,\"\",IF($BA41-#REF!<=0,\"\",(0.6*($BB$40/144)*(2*32.2*($BA41-#REF!))^0.5))))","v":{"$error":"#REF!"}},{"$f":"IF($BC41=\"\",\"\",IF(#REF!>$BB$30,\"\",IF($BA41-#REF!<=0,\"\",(0.6*($BB$40/144)*(2*32.2*($BA41-#REF!))^0.5))))","v":{"$error":"#REF!"}},{"$f":"IF($BC41=\"\",\"\",IF(#REF!>$BB$30,\"\",IF($BA41-#REF!<=0,\"\",(0.6*($BB$40/144)*(2*32.2*($BA41-#REF!))^0.5))))","v":{"$error":"#REF!"}},{"$f":"IF($BC41=\"\",\"\",IF(#REF!>$BB$30,\"\",IF($BA41-#REF!<=0,\"\",(0.6*($BB$40/144)*(2*32.2*($BA41-#REF!))^0.5))))","v":{"$error":"#REF!"}},{"$f":"IF($BC41=\"\",\"\",IF(#REF!>$BB$30,\"\",IF($BA41-#REF!<=0,\"\",(0.6*($BB$40/144)*(2*32.2*($BA41-#REF!))^0.5))))","v":{"$error":"#REF!"}},{"$f":"IF($BC41=\"\",\"\",IF(#REF!>$BB$30,\"\",IF($BA41-#REF!<=0,\"\",(0.6*($BB$40/144)*(2*32.2*($BA41-#REF!))^0.5))))","v":{"$error":"#REF!"}},{"$f":"IF($BC41=\"\",\"\",IF(#REF!>$BB$30,\"\",IF($BA41-#REF!<=0,\"\",(0.6*($BB$40/144)*(2*32.2*($BA41-#REF!))^0.5))))","v":{"$error":"#REF!"}},{"$f":"IF($BC41=\"\",\"\",IF(#REF!>$BB$30,\"\",IF($BA41-#REF!<=0,\"\",(0.6*($BB$40/144)*(2*32.2*($BA41-#REF!))^0.5))))","v":{"$error":"#REF!"}},{"$f":"SUM(BD41:CG41)","v":{"$error":"#REF!"}},{"$f":"IF(CH41=\"\",\"\",IF(CH41<=0,0,(BC41/CH41)/(60*60)))","v":{"$error":"#REF!"}}]
[null,null,null,"     i)    Perforation Diameter, dperforation      (Min = 0.5\", Max = 4.0\")",null,null,null,null,null,null,"dperforation =",null,"inches",null,null,null,null,null,null,null,null,null,null,null,null,null,null,null,null,null,null,null,null,null,null,null,null,null,null,null,null,null,null,null,null,null,null,null,null,null,null,null,{"$f":"IF(BA41=\"\",\"\",IF(BA41<$BB$30,BA41+(2/12),\"\"))","v":{"$error":"#REF!"}},{"$f":"IF(BA42=\"\",\"\",(($L$30+2*$L$26*(BA42-#REF!))*($L$24*$L$30+2*$L$26*(BA42-#REF!))))","v":{"$error":"#REF!"}},{"$f":"IF(BB42=\"\",\"\",((BB41+BB42)/2)*(2/12))","v":{"$error":"#REF!"}},{"$f":"IF($BC42=\"\",\"\",IF(#REF!>$BB$30,\"\",IF($BA42-#REF!<=0,\"\",(0.6*($BB$40/144)*(2*32.2*($BA42-#REF!))^0.5))))","v":{"$error":"#REF!"}},{"$f":"IF($BC42=\"\",\"\",IF(#REF!>$BB$30,\"\",IF($BA42-#REF!<=0,\"\",(0.6*($BB$40/144)*(2*32.2*($BA42-#REF!))^0.5))))","v":{"$error":"#REF!"}},{"$f":"IF($BC42=\"\",\"\",IF(#REF!>$BB$30,\"\",IF($BA42-#REF!<=0,\"\",(0.6*($BB$40/144)*(2*32.2*($BA42-#REF!))^0.5))))","v":{"$error":"#REF!"}},{"$f":"IF($BC42=\"\",\"\",IF(#REF!>$BB$30,\"\",IF($BA42-#REF!<=0,\"\",(0.6*($BB$40/144)*(2*32.2*($BA42-#REF!))^0.5))))","v":{"$error":"#REF!"}},{"$f":"IF($BC42=\"\",\"\",IF(#REF!>$BB$30,\"\",IF($BA42-#REF!<=0,\"\",(0.6*($BB$40/144)*(2*32.2*($BA42-#REF!))^0.5))))","v":{"$error":"#REF!"}},{"$f":"IF($BC42=\"\",\"\",IF(#REF!>$BB$30,\"\",IF($BA42-#REF!<=0,\"\",(0.6*($BB$40/144)*(2*32.2*($BA42-#REF!))^0.5))))","v":{"$error":"#REF!"}},{"$f":"IF($BC42=\"\",\"\",IF(#REF!>$BB$30,\"\",IF($BA42-#REF!<=0,\"\",(0.6*($BB$40/144)*(2*32.2*($BA42-#REF!))^0.5))))","v":{"$error":"#REF!"}},{"$f":"IF($BC42=\"\",\"\",IF(#REF!>$BB$30,\"\",IF($BA42-#REF!<=0,\"\",(0.6*($BB$40/144)*(2*32.2*($BA42-#REF!))^0.5))))","v":{"$error":"#REF!"}},{"$f":"IF($BC42=\"\",\"\",IF(#REF!>$BB$30,\"\",IF($BA42-#REF!<=0,\"\",(0.6*($BB$40/144)*(2*32.2*($BA42-#REF!))^0.5))))","v":{"$error":"#REF!"}},{"$f":"IF($BC42=\"\",\"\",IF(#REF!>$BB$30,\"\",IF($BA42-#REF!<=0,\"\",(0.6*($BB$40/144)*(2*32.2*($BA42-#REF!))^0.5))))","v":{"$error":"#REF!"}},{"$f":"IF($BC42=\"\",\"\",IF(#REF!>$BB$30,\"\",IF($BA42-#REF!<=0,\"\",(0.6*($BB$40/144)*(2*32.2*($BA42-#REF!))^0.5))))","v":{"$error":"#REF!"}},{"$f":"IF($BC42=\"\",\"\",IF(#REF!>$BB$30,\"\",IF($BA42-#REF!<=0,\"\",(0.6*($BB$40/144)*(2*32.2*($BA42-#REF!))^0.5))))","v":{"$error":"#REF!"}},{"$f":"IF($BC42=\"\",\"\",IF(#REF!>$BB$30,\"\",IF($BA42-#REF!<=0,\"\",(0.6*($BB$40/144)*(2*32.2*($BA42-#REF!))^0.5))))","v":{"$error":"#REF!"}},{"$f":"IF($BC42=\"\",\"\",IF(#REF!>$BB$30,\"\",IF($BA42-#REF!<=0,\"\",(0.6*($BB$40/144)*(2*32.2*($BA42-#REF!))^0.5))))","v":{"$error":"#REF!"}},{"$f":"IF($BC42=\"\",\"\",IF(#REF!>$BB$30,\"\",IF($BA42-#REF!<=0,\"\",(0.6*($BB$40/144)*(2*32.2*($BA42-#REF!))^0.5))))","v":{"$error":"#REF!"}},{"$f":"IF($BC42=\"\",\"\",IF(#REF!>$BB$30,\"\",IF($BA42-#REF!<=0,\"\",(0.6*($BB$40/144)*(2*32.2*($BA42-#REF!))^0.5))))","v":{"$error":"#REF!"}},{"$f":"IF($BC42=\"\",\"\",IF(#REF!>$BB$30,\"\",IF($BA42-#REF!<=0,\"\",(0.6*($BB$40/144)*(2*32.2*($BA42-#REF!))^0.5))))","v":{"$error":"#REF!"}},{"$f":"IF($BC42=\"\",\"\",IF(#REF!>$BB$30,\"\",IF($BA42-#REF!<=0,\"\",(0.6*($BB$40/144)*(2*32.2*($BA42-#REF!))^0.5))))","v":{"$error":"#REF!"}},{"$f":"IF($BC42=\"\",\"\",IF(#REF!>$BB$30,\"\",IF($BA42-#REF!<=0,\"\",(0.6*($BB$40/144)*(2*32.2*($BA42-#REF!))^0.5))))","v":{"$error":"#REF!"}},{"$f":"IF($BC42=\"\",\"\",IF(#REF!>$BB$30,\"\",IF($BA42-#REF!<=0,\"\",(0.6*($BB$40/144)*(2*32.2*($BA42-#REF!))^0.5))))","v":{"$error":"#REF!"}},{"$f":"IF($BC42=\"\",\"\",IF(#REF!>$BB$30,\"\",IF($BA42-#REF!<=0,\"\",(0.6*($BB$40/144)*(2*32.2*($BA42-#REF!))^0.5))))","v":{"$error":"#REF!"}},{"$f":"IF($BC42=\"\",\"\",IF(#REF!>$BB$30,\"\",IF($BA42-#REF!<=0,\"\",(0.6*($BB$40/144)*(2*32.2*($BA42-#REF!))^0.5))))","v":{"$error":"#REF!"}},{"$f":"IF($BC42=\"\",\"\",IF(#REF!>$BB$30,\"\",IF($BA42-#REF!<=0,\"\",(0.6*($BB$40/144)*(2*32.2*($BA42-#REF!))^0.5))))","v":{"$error":"#REF!"}},{"$f":"IF($BC42=\"\",\"\",IF(#REF!>$BB$30,\"\",IF($BA42-#REF!<=0,\"\",(0.6*($BB$40/144)*(2*32.2*($BA42-#REF!))^0.5))))","v":{"$error":"#REF!"}},{"$f":"IF($BC42=\"\",\"\",IF(#REF!>$BB$30,\"\",IF($BA42-#REF!<=0,\"\",(0.6*($BB$40/144)*(2*32.2*($BA42-#REF!))^0.5))))","v":{"$error":"#REF!"}},{"$f":"IF($BC42=\"\",\"\",IF(#REF!>$BB$30,\"\",IF($BA42-#REF!<=0,\"\",(0.6*($BB$40/144)*(2*32.2*($BA42-#REF!))^0.5))))","v":{"$error":"#REF!"}},{"$f":"IF($BC42=\"\",\"\",IF(#REF!>$BB$30,\"\",IF($BA42-#REF!<=0,\"\",(0.6*($BB$40/144)*(2*32.2*($BA42-#REF!))^0.5))))","v":{"$error":"#REF!"}},{"$f":"IF($BC42=\"\",\"\",IF(#REF!>$BB$30,\"\",IF($BA42-#REF!<=0,\"\",(0.6*($BB$40/144)*(2*32.2*($BA42-#REF!))^0.5))))","v":{"$error":"#REF!"}},{"$f":"IF($BC42=\"\",\"\",IF(#REF!>$BB$30,\"\",IF($BA42-#REF!<=0,\"\",(0.6*($BB$40/144)*(2*32.2*($BA42-#REF!))^0.5))))","v":{"$error":"#REF!"}},{"$f":"IF($BC42=\"\",\"\",IF(#REF!>$BB$30,\"\",IF($BA42-#REF!<=0,\"\",(0.6*($BB$40/144)*(2*32.2*($BA42-#REF!))^0.5))))","v":{"$error":"#REF!"}},{"$error":"#REF!"},{"$error":"#REF!"}]
[null,null,null,"     ii)   Number of Holes per Row, nholes per row   (Min = 1, Max = 8)",null,null,null,null,null,null,"nholes per row =",null,null,null,null,null,null,null,null,null,null,null,null,null,null,null,null,null,null,null,null,null,null,null,null,null,null,null,null,null,null,null,null,null,null,null,null,null,null,null,null,null,{"$error":"#REF!"},{"$f":"IF(BA43=\"\",\"\",(($L$30+2*$L$26*(BA43-#REF!))*($L$24*$L$30+2*$L$26*(BA43-#REF!))))","v":{"$error":"#REF!"}},{"$error":"#REF!"},{"$f":"IF($BC43=\"\",\"\",IF(#REF!>$BB$30,\"\",IF($BA43-#REF!<=0,\"\",(0.6*($BB$40/144)*(2*32.2*($BA43-#REF!))^0.5))))","v":{"$error":"#REF!"}},{"$f":"IF($BC43=\"\",\"\",IF(#REF!>$BB$30,\"\",IF($BA43-#REF!<=0,\"\",(0.6*($BB$40/144)*(2*32.2*($BA43-#REF!))^0.5))))","v":{"$error":"#REF!"}},{"$f":"IF($BC43=\"\",\"\",IF(#REF!>$BB$30,\"\",IF($BA43-#REF!<=0,\"\",(0.6*($BB$40/144)*(2*32.2*($BA43-#REF!))^0.5))))","v":{"$error":"#REF!"}},{"$f":"IF($BC43=\"\",\"\",IF(#REF!>$BB$30,\"\",IF($BA43-#REF!<=0,\"\",(0.6*($BB$40/144)*(2*32.2*($BA43-#REF!))^0.5))))","v":{"$error":"#REF!"}},{"$f":"IF($BC43=\"\",\"\",IF(#REF!>$BB$30,\"\",IF($BA43-#REF!<=0,\"\",(0.6*($BB$40/144)*(2*32.2*($BA43-#REF!))^0.5))))","v":{"$error":"#REF!"}},{"$f":"IF($BC43=\"\",\"\",IF(#REF!>$BB$30,\"\",IF($BA43-#REF!<=0,\"\",(0.6*($BB$40/144)*(2*32.2*($BA43-#REF!))^0.5))))","v":{"$error":"#REF!"}},{"$f":"IF($BC43=\"\",\"\",IF(#REF!>$BB$30,\"\",IF($BA43-#REF!<=0,\"\",(0.6*($BB$40/144)*(2*32.2*($BA43-#REF!))^0.5))))","v":{"$error":"#REF!"}},{"$f":"IF($BC43=\"\",\"\",IF(#REF!>$BB$30,\"\",IF($BA43-#REF!<=0,\"\",(0.6*($BB$40/144)*(2*32.2*($BA43-#REF!))^0.5))))","v":{"$error":"#REF!"}},{"$f":"IF($BC43=\"\",\"\",IF(#REF!>$BB$30,\"\",IF($BA43-#REF!<=0,\"\",(0.6*($BB$40/144)*(2*32.2*($BA43-#REF!))^0.5))))","v":{"$error":"#REF!"}},{"$f":"IF($BC43=\"\",\"\",IF(#REF!>$BB$30,\"\",IF($BA43-#REF!<=0,\"\",(0.6*($BB$40/144)*(2*32.2*($BA43-#REF!))^0.5))))","v":{"$error":"#REF!"}},{"$f":"IF($BC43=\"\",\"\",IF(#REF!>$BB$30,\"\",IF($BA43-#REF!<=0,\"\",(0.6*($BB$40/144)*(2*32.2*($BA43-#REF!))^0.5))))","v":{"$error":"#REF!"}},{"$f":"IF($BC43=\"\",\"\",IF(#REF!>$BB$30,\"\",IF($BA43-#REF!<=0,\"\",(0.6*($BB$40/144)*(2*32.2*($BA43-#REF!))^0.5))))","v":{"$error":"#REF!"}},{"$f":"IF($BC43=\"\",\"\",IF(#REF!>$BB$30,\"\",IF($BA43-#REF!<=0,\"\",(0.6*($BB$40/144)*(2*32.2*($BA43-#REF!))^0.5))))","v":{"$error":"#REF!"}},{"$f":"IF($BC43=\"\",\"\",IF(#REF!>$BB$30,\"\",IF($BA43-#REF!<=0,\"\",(0.6*($BB$40/144)*(2*32.2*($BA43-#REF!))^0.5))))","v":{"$error":"#REF!"}},{"$f":"IF($BC43=\"\",\"\",IF(#REF!>$BB$30,\"\",IF($BA43-#REF!<=0,\"\",(0.6*($BB$40/144)*(2*32.2*($BA43-#REF!))^0.5))))","v":{"$error":"#REF!"}},{"$f":"IF($BC43=\"\",\"\",IF(#REF!>$BB$30,\"\",IF($BA43-#REF!<=0,\"\",(0.6*($BB$40/144)*(2*32.2*($BA43-#REF!))^0.5))))","v":{"$error":"#REF!"}},{"$f":"IF($BC43=\"\",\"\",IF(#REF!>$BB$30,\"\",IF($BA43-#REF!<=0,\"\",(0.6*($BB$40/144)*(2*32.2*($BA43-#REF!))^0.5))))","v":{"$error":"#REF!"}},{"$f":"IF($BC43=\"\",\"\",IF(#REF!>$BB$30,\"\",IF($BA43-#REF!<=0,\"\",(0.6*($BB$40/144)*(2*32.2*($BA43-#REF!))^0.5))))","v":{"$error":"#REF!"}},{"$f":"IF($BC43=\"\",\"\",IF(#REF!>$BB$30,\"\",IF($BA43-#REF!<=0,\"\",(0.6*($BB$40/144)*(2*32.2*($BA43-#REF!))^0.5))))","v":{"$error":"#REF!"}},{"$f":"IF($BC43=\"\",\"\",IF(#REF!>$BB$30,\"\",IF($BA43-#REF!<=0,\"\",(0.6*($BB$40/144)*(2*32.2*($BA43-#REF!))^0.5))))","v":{"$error":"#REF!"}},{"$f":"IF($BC43=\"\",\"\",IF(#REF!>$BB$30,\"\",IF($BA43-#REF!<=0,\"\",(0.6*($BB$40/144)*(2*32.2*($BA43-#REF!))^0.5))))","v":{"$error":"#REF!"}},{"$f":"IF($BC43=\"\",\"\",IF(#REF!>$BB$30,\"\",IF($BA43-#REF!<=0,\"\",(0.6*($BB$40/144)*(2*32.2*($BA43-#REF!))^0.5))))","v":{"$error":"#REF!"}},{"$f":"IF($BC43=\"\",\"\",IF(#REF!>$BB$30,\"\",IF($BA43-#REF!<=0,\"\",(0.6*($BB$40/144)*(2*32.2*($BA43-#REF!))^0.5))))","v":{"$error":"#REF!"}},{"$f":"IF($BC43=\"\",\"\",IF(#REF!>$BB$30,\"\",IF($BA43-#REF!<=0,\"\",(0.6*($BB$40/144)*(2*32.2*($BA43-#REF!))^0.5))))","v":{"$error":"#REF!"}},{"$f":"IF($BC43=\"\",\"\",IF(#REF!>$BB$30,\"\",IF($BA43-#REF!<=0,\"\",(0.6*($BB$40/144)*(2*32.2*($BA43-#REF!))^0.5))))","v":{"$error":"#REF!"}},{"$f":"IF($BC43=\"\",\"\",IF(#REF!>$BB$30,\"\",IF($BA43-#REF!<=0,\"\",(0.6*($BB$40/144)*(2*32.2*($BA43-#REF!))^0.5))))","v":{"$error":"#REF!"}},{"$f":"IF($BC43=\"\",\"\",IF(#REF!>$BB$30,\"\",IF($BA43-#REF!<=0,\"\",(0.6*($BB$40/144)*(2*32.2*($BA43-#REF!))^0.5))))","v":{"$error":"#REF!"}},{"$f":"IF($BC43=\"\",\"\",IF(#REF!>$BB$30,\"\",IF($BA43-#REF!<=0,\"\",(0.6*($BB$40/144)*(2*32.2*($BA43-#REF!))^0.5))))","v":{"$error":"#REF!"}},{"$f":"IF($BC43=\"\",\"\",IF(#REF!>$BB$30,\"\",IF($BA43-#REF!<=0,\"\",(0.6*($BB$40/144)*(2*32.2*($BA43-#REF!))^0.5))))","v":{"$error":"#REF!"}},{"$f":"IF($BC43=\"\",\"\",IF(#REF!>$BB$30,\"\",IF($BA43-#REF!<=0,\"\",(0.6*($BB$40/144)*(2*32.2*($BA43-#REF!))^0.5))))","v":{"$error":"#REF!"}},{"$error":"#REF!"},{"$error":"#REF!"}]
[null,null,null,"    iii)   Row Spacing, Rs             (Min varies based on dperforation  ,Max = 12\")",null,null,null,null,null,null,"Rs =",null,"inches",null,null,null,null,null,null,null,null,null,null,null,null,null,null,null,null,null,null,null,null,null,null,null,null,null,null,null,null,null,null,null,null,null,null,null,null,null,null,null,{"$error":"#REF!"},{"$f":"IF(BA44=\"\",\"\",(($L$30+2*$L$26*(BA44-#REF!))*($L$24*$L$30+2*$L$26*(BA44-#REF!))))","v":{"$error":"#REF!"}},{"$error":"#REF!"},{"$f":"IF($BC44=\"\",\"\",IF(#REF!>$BB$30,\"\",IF($BA44-#REF!<=0,\"\",(0.6*($BB$40/144)*(2*32.2*($BA44-#REF!))^0.5))))","v":{"$error":"#REF!"}},{"$f":"IF($BC44=\"\",\"\",IF(#REF!>$BB$30,\"\",IF($BA44-#REF!<=0,\"\",(0.6*($BB$40/144)*(2*32.2*($BA44-#REF!))^0.5))))","v":{"$error":"#REF!"}},{"$f":"IF($BC44=\"\",\"\",IF(#REF!>$BB$30,\"\",IF($BA44-#REF!<=0,\"\",(0.6*($BB$40/144)*(2*32.2*($BA44-#REF!))^0.5))))","v":{"$error":"#REF!"}},{"$f":"IF($BC44=\"\",\"\",IF(#REF!>$BB$30,\"\",IF($BA44-#REF!<=0,\"\",(0.6*($BB$40/144)*(2*32.2*($BA44-#REF!))^0.5))))","v":{"$error":"#REF!"}},{"$f":"IF($BC44=\"\",\"\",IF(#REF!>$BB$30,\"\",IF($BA44-#REF!<=0,\"\",(0.6*($BB$40/144)*(2*32.2*($BA44-#REF!))^0.5))))","v":{"$error":"#REF!"}},{"$f":"IF($BC44=\"\",\"\",IF(#REF!>$BB$30,\"\",IF($BA44-#REF!<=0,\"\",(0.6*($BB$40/144)*(2*32.2*($BA44-#REF!))^0.5))))","v":{"$error":"#REF!"}},{"$f":"IF($BC44=\"\",\"\",IF(#REF!>$BB$30,\"\",IF($BA44-#REF!<=0,\"\",(0.6*($BB$40/144)*(2*32.2*($BA44-#REF!))^0.5))))","v":{"$error":"#REF!"}},{"$f":"IF($BC44=\"\",\"\",IF(#REF!>$BB$30,\"\",IF($BA44-#REF!<=0,\"\",(0.6*($BB$40/144)*(2*32.2*($BA44-#REF!))^0.5))))","v":{"$error":"#REF!"}},{"$f":"IF($BC44=\"\",\"\",IF(#REF!>$BB$30,\"\",IF($BA44-#REF!<=0,\"\",(0.6*($BB$40/144)*(2*32.2*($BA44-#REF!))^0.5))))","v":{"$error":"#REF!"}},{"$f":"IF($BC44=\"\",\"\",IF(#REF!>$BB$30,\"\",IF($BA44-#REF!<=0,\"\",(0.6*($BB$40/144)*(2*32.2*($BA44-#REF!))^0.5))))","v":{"$error":"#REF!"}},{"$f":"IF($BC44=\"\",\"\",IF(#REF!>$BB$30,\"\",IF($BA44-#REF!<=0,\"\",(0.6*($BB$40/144)*(2*32.2*($BA44-#REF!))^0.5))))","v":{"$error":"#REF!"}},{"$f":"IF($BC44=\"\",\"\",IF(#REF!>$BB$30,\"\",IF($BA44-#REF!<=0,\"\",(0.6*($BB$40/144)*(2*32.2*($BA44-#REF!))^0.5))))","v":{"$error":"#REF!"}},{"$f":"IF($BC44=\"\",\"\",IF(#REF!>$BB$30,\"\",IF($BA44-#REF!<=0,\"\",(0.6*($BB$40/144)*(2*32.2*($BA44-#REF!))^0.5))))","v":{"$error":"#REF!"}},{"$f":"IF($BC44=\"\",\"\",IF(#REF!>$BB$30,\"\",IF($BA44-#REF!<=0,\"\",(0.6*($BB$40/144)*(2*32.2*($BA44-#REF!))^0.5))))","v":{"$error":"#REF!"}},{"$f":"IF($BC44=\"\",\"\",IF(#REF!>$BB$30,\"\",IF($BA44-#REF!<=0,\"\",(0.6*($BB$40/144)*(2*32.2*($BA44-#REF!))^0.5))))","v":{"$error":"#REF!"}},{"$f":"IF($BC44=\"\",\"\",IF(#REF!>$BB$30,\"\",IF($BA44-#REF!<=0,\"\",(0.6*($BB$40/144)*(2*32.2*($BA44-#REF!))^0.5))))","v":{"$error":"#REF!"}},{"$f":"IF($BC44=\"\",\"\",IF(#REF!>$BB$30,\"\",IF($BA44-#REF!<=0,\"\",(0.6*($BB$40/144)*(2*32.2*($BA44-#REF!))^0.5))))","v":{"$error":"#REF!"}},{"$f":"IF($BC44=\"\",\"\",IF(#REF!>$BB$30,\"\",IF($BA44-#REF!<=0,\"\",(0.6*($BB$40/144)*(2*32.2*($BA44-#REF!))^0.5))))","v":{"$error":"#REF!"}},{"$f":"IF($BC44=\"\",\"\",IF(#REF!>$BB$30,\"\",IF($BA44-#REF!<=0,\"\",(0.6*($BB$40/144)*(2*32.2*($BA44-#REF!))^0.5))))","v":{"$error":"#REF!"}},{"$f":"IF($BC44=\"\",\"\",IF(#REF!>$BB$30,\"\",IF($BA44-#REF!<=0,\"\",(0.6*($BB$40/144)*(2*32.2*($BA44-#REF!))^0.5))))","v":{"$error":"#REF!"}},{"$f":"IF($BC44=\"\",\"\",IF(#REF!>$BB$30,\"\",IF($BA44-#REF!<=0,\"\",(0.6*($BB$40/144)*(2*32.2*($BA44-#REF!))^0.5))))","v":{"$error":"#REF!"}},{"$f":"IF($BC44=\"\",\"\",IF(#REF!>$BB$30,\"\",IF($BA44-#REF!<=0,\"\",(0.6*($BB$40/144)*(2*32.2*($BA44-#REF!))^0.5))))","v":{"$error":"#REF!"}},{"$f":"IF($BC44=\"\",\"\",IF(#REF!>$BB$30,\"\",IF($BA44-#REF!<=0,\"\",(0.6*($BB$40/144)*(2*32.2*($BA44-#REF!))^0.5))))","v":{"$error":"#REF!"}},{"$f":"IF($BC44=\"\",\"\",IF(#REF!>$BB$30,\"\",IF($BA44-#REF!<=0,\"\",(0.6*($BB$40/144)*(2*32.2*($BA44-#REF!))^0.5))))","v":{"$error":"#REF!"}},{"$f":"IF($BC44=\"\",\"\",IF(#REF!>$BB$30,\"\",IF($BA44-#REF!<=0,\"\",(0.6*($BB$40/144)*(2*32.2*($BA44-#REF!))^0.5))))","v":{"$error":"#REF!"}},{"$f":"IF($BC44=\"\",\"\",IF(#REF!>$BB$30,\"\",IF($BA44-#REF!<=0,\"\",(0.6*($BB$40/144)*(2*32.2*($BA44-#REF!))^0.5))))","v":{"$error":"#REF!"}},{"$f":"IF($BC44=\"\",\"\",IF(#REF!>$BB$30,\"\",IF($BA44-#REF!<=0,\"\",(0.6*($BB$40/144)*(2*32.2*($BA44-#REF!))^0.5))))","v":{"$error":"#REF!"}},{"$f":"IF($BC44=\"\",\"\",IF(#REF!>$BB$30,\"\",IF($BA44-#REF!<=0,\"\",(0.6*($BB$40/144)*(2*32.2*($BA44-#REF!))^0.5))))","v":{"$error":"#REF!"}},{"$f":"IF($BC44=\"\",\"\",IF(#REF!>$BB$30,\"\",IF($BA44-#REF!<=0,\"\",(0.6*($BB$40/144)*(2*32.2*($BA44-#REF!))^0.5))))","v":{"$error":"#REF!"}},{"$f":"IF($BC44=\"\",\"\",IF(#REF!>$BB$30,\"\",IF($BA44-#REF!<=0,\"\",(0.6*($BB$40/144)*(2*32.2*($BA44-#REF!))^0.5))))","v":{"$error":"#REF!"}},{"$error":"#REF!"},{"$error":"#REF!"}]
[null,null,null,null,null,null,null,null,null,null,null,null,null,null,null,null,null,null,null,null,null,null,null,null,null,null,null,null,null,null,null,null,null,null,null,null,null,null,null,null,null,null,null,null,null,null,null,null,null,null,null,null,{"$error":"#REF!"},{"$f":"IF(BA45=\"\",\"\",(($L$30+2*$L$26*(BA45-#REF!))*($L$24*$L$30+2*$L$26*(BA45-#REF!))))","v":{"$error":"#REF!"}},{"$error":"#REF!"},{"$f":"IF($BC45=\"\",\"\",IF(#REF!>$BB$30,\"\",IF($BA45-#REF!<=0,\"\",(0.6*($BB$40/144)*(2*32.2*($BA45-#REF!))^0.5))))","v":{"$error":"#REF!"}},{"$f":"IF($BC45=\"\",\"\",IF(#REF!>$BB$30,\"\",IF($BA45-#REF!<=0,\"\",(0.6*($BB$40/144)*(2*32.2*($BA45-#REF!))^0.5))))","v":{"$error":"#REF!"}},{"$f":"IF($BC45=\"\",\"\",IF(#REF!>$BB$30,\"\",IF($BA45-#REF!<=0,\"\",(0.6*($BB$40/144)*(2*32.2*($BA45-#REF!))^0.5))))","v":{"$error":"#REF!"}},{"$f":"IF($BC45=\"\",\"\",IF(#REF!>$BB$30,\"\",IF($BA45-#REF!<=0,\"\",(0.6*($BB$40/144)*(2*32.2*($BA45-#REF!))^0.5))))","v":{"$error":"#REF!"}},{"$f":"IF($BC45=\"\",\"\",IF(#REF!>$BB$30,\"\",IF($BA45-#REF!<=0,\"\",(0.6*($BB$40/144)*(2*32.2*($BA45-#REF!))^0.5))))","v":{"$error":"#REF!"}},{"$f":"IF($BC45=\"\",\"\",IF(#REF!>$BB$30,\"\",IF($BA45-#REF!<=0,\"\",(0.6*($BB$40/144)*(2*32.2*($BA45-#REF!))^0.5))))","v":{"$error":"#REF!"}},{"$f":"IF($BC45=\"\",\"\",IF(#REF!>$BB$30,\"\",IF($BA45-#REF!<=0,\"\",(0.6*($BB$40/144)*(2*32.2*($BA45-#REF!))^0.5))))","v":{"$error":"#REF!"}},{"$f":"IF($BC45=\"\",\"\",IF(#REF!>$BB$30,\"\",IF($BA45-#REF!<=0,\"\",(0.6*($BB$40/144)*(2*32.2*($BA45-#REF!))^0.5))))","v":{"$error":"#REF!"}},{"$f":"IF($BC45=\"\",\"\",IF(#REF!>$BB$30,\"\",IF($BA45-#REF!<=0,\"\",(0.6*($BB$40/144)*(2*32.2*($BA45-#REF!))^0.5))))","v":{"$error":"#REF!"}},{"$f":"IF($BC45=\"\",\"\",IF(#REF!>$BB$30,\"\",IF($BA45-#REF!<=0,\"\",(0.6*($BB$40/144)*(2*32.2*($BA45-#REF!))^0.5))))","v":{"$error":"#REF!"}},{"$f":"IF($BC45=\"\",\"\",IF(#REF!>$BB$30,\"\",IF($BA45-#REF!<=0,\"\",(0.6*($BB$40/144)*(2*32.2*($BA45-#REF!))^0.5))))","v":{"$error":"#REF!"}},{"$f":"IF($BC45=\"\",\"\",IF(#REF!>$BB$30,\"\",IF($BA45-#REF!<=0,\"\",(0.6*($BB$40/144)*(2*32.2*($BA45-#REF!))^0.5))))","v":{"$error":"#REF!"}},{"$f":"IF($BC45=\"\",\"\",IF(#REF!>$BB$30,\"\",IF($BA45-#REF!<=0,\"\",(0.6*($BB$40/144)*(2*32.2*($BA45-#REF!))^0.5))))","v":{"$error":"#REF!"}},{"$f":"IF($BC45=\"\",\"\",IF(#REF!>$BB$30,\"\",IF($BA45-#REF!<=0,\"\",(0.6*($BB$40/144)*(2*32.2*($BA45-#REF!))^0.5))))","v":{"$error":"#REF!"}},{"$f":"IF($BC45=\"\",\"\",IF(#REF!>$BB$30,\"\",IF($BA45-#REF!<=0,\"\",(0.6*($BB$40/144)*(2*32.2*($BA45-#REF!))^0.5))))","v":{"$error":"#REF!"}},{"$f":"IF($BC45=\"\",\"\",IF(#REF!>$BB$30,\"\",IF($BA45-#REF!<=0,\"\",(0.6*($BB$40/144)*(2*32.2*($BA45-#REF!))^0.5))))","v":{"$error":"#REF!"}},{"$f":"IF($BC45=\"\",\"\",IF(#REF!>$BB$30,\"\",IF($BA45-#REF!<=0,\"\",(0.6*($BB$40/144)*(2*32.2*($BA45-#REF!))^0.5))))","v":{"$error":"#REF!"}},{"$f":"IF($BC45=\"\",\"\",IF(#REF!>$BB$30,\"\",IF($BA45-#REF!<=0,\"\",(0.6*($BB$40/144)*(2*32.2*($BA45-#REF!))^0.5))))","v":{"$error":"#REF!"}},{"$f":"IF($BC45=\"\",\"\",IF(#REF!>$BB$30,\"\",IF($BA45-#REF!<=0,\"\",(0.6*($BB$40/144)*(2*32.2*($BA45-#REF!))^0.5))))","v":{"$error":"#REF!"}},{"$f":"IF($BC45=\"\",\"\",IF(#REF!>$BB$30,\"\",IF($BA45-#REF!<=0,\"\",(0.6*($BB$40/144)*(2*32.2*($BA45-#REF!))^0.5))))","v":{"$error":"#REF!"}},{"$f":"IF($BC45=\"\",\"\",IF(#REF!>$BB$30,\"\",IF($BA45-#REF!<=0,\"\",(0.6*($BB$40/144)*(2*32.2*($BA45-#REF!))^0.5))))","v":{"$error":"#REF!"}},{"$f":"IF($BC45=\"\",\"\",IF(#REF!>$BB$30,\"\",IF($BA45-#REF!<=0,\"\",(0.6*($BB$40/144)*(2*32.2*($BA45-#REF!))^0.5))))","v":{"$error":"#REF!"}},{"$f":"IF($BC45=\"\",\"\",IF(#REF!>$BB$30,\"\",IF($BA45-#REF!<=0,\"\",(0.6*($BB$40/144)*(2*32.2*($BA45-#REF!))^0.5))))","v":{"$error":"#REF!"}},{"$f":"IF($BC45=\"\",\"\",IF(#REF!>$BB$30,\"\",IF($BA45-#REF!<=0,\"\",(0.6*($BB$40/144)*(2*32.2*($BA45-#REF!))^0.5))))","v":{"$error":"#REF!"}},{"$f":"IF($BC45=\"\",\"\",IF(#REF!>$BB$30,\"\",IF($BA45-#REF!<=0,\"\",(0.6*($BB$40/144)*(2*32.2*($BA45-#REF!))^0.5))))","v":{"$error":"#REF!"}},{"$f":"IF($BC45=\"\",\"\",IF(#REF!>$BB$30,\"\",IF($BA45-#REF!<=0,\"\",(0.6*($BB$40/144)*(2*32.2*($BA45-#REF!))^0.5))))","v":{"$error":"#REF!"}},{"$f":"IF($BC45=\"\",\"\",IF(#REF!>$BB$30,\"\",IF($BA45-#REF!<=0,\"\",(0.6*($BB$40/144)*(2*32.2*($BA45-#REF!))^0.5))))","v":{"$error":"#REF!"}},{"$f":"IF($BC45=\"\",\"\",IF(#REF!>$BB$30,\"\",IF($BA45-#REF!<=0,\"\",(0.6*($BB$40/144)*(2*32.2*($BA45-#REF!))^0.5))))","v":{"$error":"#REF!"}},{"$f":"IF($BC45=\"\",\"\",IF(#REF!>$BB$30,\"\",IF($BA45-#REF!<=0,\"\",(0.6*($BB$40/144)*(2*32.2*($BA45-#REF!))^0.5))))","v":{"$error":"#REF!"}},{"$f":"IF($BC45=\"\",\"\",IF(#REF!>$BB$30,\"\",IF($BA45-#REF!<=0,\"\",(0.6*($BB$40/144)*(2*32.2*($BA45-#REF!))^0.5))))","v":{"$error":"#REF!"}},{"$error":"#REF!"},{"$error":"#REF!"}]
[null,null,null,"C) Results for Perforated Plate",null,null,null,null,null,null,null,null,null,null,null,null,null,null,null,null,null,null,null,null,null,null,null,null,null,null,null,null,null,null,null,null,null,null,null,null,null,null,null,null,null,null,null,null,null,null,null,null,{"$error":"#REF!"},{"$f":"IF(BA46=\"\",\"\",(($L$30+2*$L$26*(BA46-#REF!))*($L$24*$L$30+2*$L$26*(BA46-#REF!))))","v":{"$error":"#REF!"}},{"$error":"#REF!"},{"$f":"IF($BC46=\"\",\"\",IF(#REF!>$BB$30,\"\",IF($BA46-#REF!<=0,\"\",(0.6*($BB$40/144)*(2*32.2*($BA46-#REF!))^0.5))))","v":{"$error":"#REF!"}},{"$f":"IF($BC46=\"\",\"\",IF(#REF!>$BB$30,\"\",IF($BA46-#REF!<=0,\"\",(0.6*($BB$40/144)*(2*32.2*($BA46-#REF!))^0.5))))","v":{"$error":"#REF!"}},{"$f":"IF($BC46=\"\",\"\",IF(#REF!>$BB$30,\"\",IF($BA46-#REF!<=0,\"\",(0.6*($BB$40/144)*(2*32.2*($BA46-#REF!))^0.5))))","v":{"$error":"#REF!"}},{"$f":"IF($BC46=\"\",\"\",IF(#REF!>$BB$30,\"\",IF($BA46-#REF!<=0,\"\",(0.6*($BB$40/144)*(2*32.2*($BA46-#REF!))^0.5))))","v":{"$error":"#REF!"}},{"$f":"IF($BC46=\"\",\"\",IF(#REF!>$BB$30,\"\",IF($BA46-#REF!<=0,\"\",(0.6*($BB$40/144)*(2*32.2*($BA46-#REF!))^0.5))))","v":{"$error":"#REF!"}},{"$f":"IF($BC46=\"\",\"\",IF(#REF!>$BB$30,\"\",IF($BA46-#REF!<=0,\"\",(0.6*($BB$40/144)*(2*32.2*($BA46-#REF!))^0.5))))","v":{"$error":"#REF!"}},{"$f":"IF($BC46=\"\",\"\",IF(#REF!>$BB$30,\"\",IF($BA46-#REF!<=0,\"\",(0.6*($BB$40/144)*(2*32.2*($BA46-#REF!))^0.5))))","v":{"$error":"#REF!"}},{"$f":"IF($BC46=\"\",\"\",IF(#REF!>$BB$30,\"\",IF($BA46-#REF!<=0,\"\",(0.6*($BB$40/144)*(2*32.2*($BA46-#REF!))^0.5))))","v":{"$error":"#REF!"}},{"$f":"IF($BC46=\"\",\"\",IF(#REF!>$BB$30,\"\",IF($BA46-#REF!<=0,\"\",(0.6*($BB$40/144)*(2*32.2*($BA46-#REF!))^0.5))))","v":{"$error":"#REF!"}},{"$f":"IF($BC46=\"\",\"\",IF(#REF!>$BB$30,\"\",IF($BA46-#REF!<=0,\"\",(0.6*($BB$40/144)*(2*32.2*($BA46-#REF!))^0.5))))","v":{"$error":"#REF!"}},{"$f":"IF($BC46=\"\",\"\",IF(#REF!>$BB$30,\"\",IF($BA46-#REF!<=0,\"\",(0.6*($BB$40/144)*(2*32.2*($BA46-#REF!))^0.5))))","v":{"$error":"#REF!"}},{"$f":"IF($BC46=\"\",\"\",IF(#REF!>$BB$30,\"\",IF($BA46-#REF!<=0,\"\",(0.6*($BB$40/144)*(2*32.2*($BA46-#REF!))^0.5))))","v":{"$error":"#REF!"}},{"$f":"IF($BC46=\"\",\"\",IF(#REF!>$BB$30,\"\",IF($BA46-#REF!<=0,\"\",(0.6*($BB$40/144)*(2*32.2*($BA46-#REF!))^0.5))))","v":{"$error":"#REF!"}},{"$f":"IF($BC46=\"\",\"\",IF(#REF!>$BB$30,\"\",IF($BA46-#REF!<=0,\"\",(0.6*($BB$40/144)*(2*32.2*($BA46-#REF!))^0.5))))","v":{"$error":"#REF!"}},{"$f":"IF($BC46=\"\",\"\",IF(#REF!>$BB$30,\"\",IF($BA46-#REF!<=0,\"\",(0.6*($BB$40/144)*(2*32.2*($BA46-#REF!))^0.5))))","v":{"$error":"#REF!"}},{"$f":"IF($BC46=\"\",\"\",IF(#REF!>$BB$30,\"\",IF($BA46-#REF!<=0,\"\",(0.6*($BB$40/144)*(2*32.2*($BA46-#REF!))^0.5))))","v":{"$error":"#REF!"}},{"$f":"IF($BC46=\"\",\"\",IF(#REF!>$BB$30,\"\",IF($BA46-#REF!<=0,\"\",(0.6*($BB$40/144)*(2*32.2*($BA46-#REF!))^0.5))))","v":{"$error":"#REF!"}},{"$f":"IF($BC46=\"\",\"\",IF(#REF!>$BB$30,\"\",IF($BA46-#REF!<=0,\"\",(0.6*($BB$40/144)*(2*32.2*($BA46-#REF!))^0.5))))","v":{"$error":"#REF!"}},{"$f":"IF($BC46=\"\",\"\",IF(#REF!>$BB$30,\"\",IF($BA46-#REF!<=0,\"\",(0.6*($BB$40/144)*(2*32.2*($BA46-#REF!))^0.5))))","v":{"$error":"#REF!"}},{"$f":"IF($BC46=\"\",\"\",IF(#REF!>$BB$30,\"\",IF($BA46-#REF!<=0,\"\",(0.6*($BB$40/144)*(2*32.2*($BA46-#REF!))^0.5))))","v":{"$error":"#REF!"}},{"$f":"IF($BC46=\"\",\"\",IF(#REF!>$BB$30,\"\",IF($BA46-#REF!<=0,\"\",(0.6*($BB$40/144)*(2*32.2*($BA46-#REF!))^0.5))))","v":{"$error":"#REF!"}},{"$f":"IF($BC46=\"\",\"\",IF(#REF!>$BB$30,\"\",IF($BA46-#REF!<=0,\"\",(0.6*($BB$40/144)*(2*32.2*($BA46-#REF!))^0.5))))","v":{"$error":"#REF!"}},{"$f":"IF($BC46=\"\",\"\",IF(#REF!>$BB$30,\"\",IF($BA46-#REF!<=0,\"\",(0.6*($BB$40/144)*(2*32.2*($BA46-#REF!))^0.5))))","v":{"$error":"#REF!"}},{"$f":"IF($BC46=\"\",\"\",IF(#REF!>$BB$30,\"\",IF($BA46-#REF!<=0,\"\",(0.6*($BB$40/144)*(2*32.2*($BA46-#REF!))^0.5))))","v":{"$error":"#REF!"}},{"$f":"IF($BC46=\"\",\"\",IF(#REF!>$BB$30,\"\",IF($BA46-#REF!<=0,\"\",(0.6*($BB$40/144)*(2*32.2*($BA46-#REF!))^0.5))))","v":{"$error":"#REF!"}},{"$f":"IF($BC46=\"\",\"\",IF(#REF!>$BB$30,\"\",IF($BA46-#REF!<=0,\"\",(0.6*($BB$40/144)*(2*32.2*($BA46-#REF!))^0.5))))","v":{"$error":"#REF!"}},{"$f":"IF($BC46=\"\",\"\",IF(#REF!>$BB$30,\"\",IF($BA46-#REF!<=0,\"\",(0.6*($BB$40/144)*(2*32.2*($BA46-#REF!))^0.5))))","v":{"$error":"#REF!"}},{"$f":"IF($BC46=\"\",\"\",IF(#REF!>$BB$30,\"\",IF($BA46-#REF!<=0,\"\",(0.6*($BB$40/144)*(2*32.2*($BA46-#REF!))^0.5))))","v":{"$error":"#REF!"}},{"$f":"IF($BC46=\"\",\"\",IF(#REF!>$BB$30,\"\",IF($BA46-#REF!<=0,\"\",(0.6*($BB$40/144)*(2*32.2*($BA46-#REF!))^0.5))))","v":{"$error":"#REF!"}},{"$f":"IF($BC46=\"\",\"\",IF(#REF!>$BB$30,\"\",IF($BA46-#REF!<=0,\"\",(0.6*($BB$40/144)*(2*32.2*($BA46-#REF!))^0.5))))","v":{"$error":"#REF!"}},{"$error":"#REF!"},{"$error":"#REF!"}]
[null,null,null,"      i)   Number of Rows, nrows",null,null,null,null,null,null,"nrows =",null,null,null,null,null,null,null,null,null,null,null,null,null,null,null,null,null,null,null,null,null,null,null,null,null,null,null,null,null,null,null,null,null,null,null,null,null,null,null,null,null,{"$error":"#REF!"},{"$f":"IF(BA47=\"\",\"\",(($L$30+2*$L$26*(BA47-#REF!))*($L$24*$L$30+2*$L$26*(BA47-#REF!))))","v":{"$error":"#REF!"}},{"$error":"#REF!"},{"$f":"IF($BC47=\"\",\"\",IF(#REF!>$BB$30,\"\",IF($BA47-#REF!<=0,\"\",(0.6*($BB$40/144)*(2*32.2*($BA47-#REF!))^0.5))))","v":{"$error":"#REF!"}},{"$f":"IF($BC47=\"\",\"\",IF(#REF!>$BB$30,\"\",IF($BA47-#REF!<=0,\"\",(0.6*($BB$40/144)*(2*32.2*($BA47-#REF!))^0.5))))","v":{"$error":"#REF!"}},{"$f":"IF($BC47=\"\",\"\",IF(#REF!>$BB$30,\"\",IF($BA47-#REF!<=0,\"\",(0.6*($BB$40/144)*(2*32.2*($BA47-#REF!))^0.5))))","v":{"$error":"#REF!"}},{"$f":"IF($BC47=\"\",\"\",IF(#REF!>$BB$30,\"\",IF($BA47-#REF!<=0,\"\",(0.6*($BB$40/144)*(2*32.2*($BA47-#REF!))^0.5))))","v":{"$error":"#REF!"}},{"$f":"IF($BC47=\"\",\"\",IF(#REF!>$BB$30,\"\",IF($BA47-#REF!<=0,\"\",(0.6*($BB$40/144)*(2*32.2*($BA47-#REF!))^0.5))))","v":{"$error":"#REF!"}},{"$f":"IF($BC47=\"\",\"\",IF(#REF!>$BB$30,\"\",IF($BA47-#REF!<=0,\"\",(0.6*($BB$40/144)*(2*32.2*($BA47-#REF!))^0.5))))","v":{"$error":"#REF!"}},{"$f":"IF($BC47=\"\",\"\",IF(#REF!>$BB$30,\"\",IF($BA47-#REF!<=0,\"\",(0.6*($BB$40/144)*(2*32.2*($BA47-#REF!))^0.5))))","v":{"$error":"#REF!"}},{"$f":"IF($BC47=\"\",\"\",IF(#REF!>$BB$30,\"\",IF($BA47-#REF!<=0,\"\",(0.6*($BB$40/144)*(2*32.2*($BA47-#REF!))^0.5))))","v":{"$error":"#REF!"}},{"$f":"IF($BC47=\"\",\"\",IF(#REF!>$BB$30,\"\",IF($BA47-#REF!<=0,\"\",(0.6*($BB$40/144)*(2*32.2*($BA47-#REF!))^0.5))))","v":{"$error":"#REF!"}},{"$f":"IF($BC47=\"\",\"\",IF(#REF!>$BB$30,\"\",IF($BA47-#REF!<=0,\"\",(0.6*($BB$40/144)*(2*32.2*($BA47-#REF!))^0.5))))","v":{"$error":"#REF!"}},{"$f":"IF($BC47=\"\",\"\",IF(#REF!>$BB$30,\"\",IF($BA47-#REF!<=0,\"\",(0.6*($BB$40/144)*(2*32.2*($BA47-#REF!))^0.5))))","v":{"$error":"#REF!"}},{"$f":"IF($BC47=\"\",\"\",IF(#REF!>$BB$30,\"\",IF($BA47-#REF!<=0,\"\",(0.6*($BB$40/144)*(2*32.2*($BA47-#REF!))^0.5))))","v":{"$error":"#REF!"}},{"$f":"IF($BC47=\"\",\"\",IF(#REF!>$BB$30,\"\",IF($BA47-#REF!<=0,\"\",(0.6*($BB$40/144)*(2*32.2*($BA47-#REF!))^0.5))))","v":{"$error":"#REF!"}},{"$f":"IF($BC47=\"\",\"\",IF(#REF!>$BB$30,\"\",IF($BA47-#REF!<=0,\"\",(0.6*($BB$40/144)*(2*32.2*($BA47-#REF!))^0.5))))","v":{"$error":"#REF!"}},{"$f":"IF($BC47=\"\",\"\",IF(#REF!>$BB$30,\"\",IF($BA47-#REF!<=0,\"\",(0.6*($BB$40/144)*(2*32.2*($BA47-#REF!))^0.5))))","v":{"$error":"#REF!"}},{"$f":"IF($BC47=\"\",\"\",IF(#REF!>$BB$30,\"\",IF($BA47-#REF!<=0,\"\",(0.6*($BB$40/144)*(2*32.2*($BA47-#REF!))^0.5))))","v":{"$error":"#REF!"}},{"$f":"IF($BC47=\"\",\"\",IF(#REF!>$BB$30,\"\",IF($BA47-#REF!<=0,\"\",(0.6*($BB$40/144)*(2*32.2*($BA47-#REF!))^0.5))))","v":{"$error":"#REF!"}},{"$f":"IF($BC47=\"\",\"\",IF(#REF!>$BB$30,\"\",IF($BA47-#REF!<=0,\"\",(0.6*($BB$40/144)*(2*32.2*($BA47-#REF!))^0.5))))","v":{"$error":"#REF!"}},{"$f":"IF($BC47=\"\",\"\",IF(#REF!>$BB$30,\"\",IF($BA47-#REF!<=0,\"\",(0.6*($BB$40/144)*(2*32.2*($BA47-#REF!))^0.5))))","v":{"$error":"#REF!"}},{"$f":"IF($BC47=\"\",\"\",IF(#REF!>$BB$30,\"\",IF($BA47-#REF!<=0,\"\",(0.6*($BB$40/144)*(2*32.2*($BA47-#REF!))^0.5))))","v":{"$error":"#REF!"}},{"$f":"IF($BC47=\"\",\"\",IF(#REF!>$BB$30,\"\",IF($BA47-#REF!<=0,\"\",(0.6*($BB$40/144)*(2*32.2*($BA47-#REF!))^0.5))))","v":{"$error":"#REF!"}},{"$f":"IF($BC47=\"\",\"\",IF(#REF!>$BB$30,\"\",IF($BA47-#REF!<=0,\"\",(0.6*($BB$40/144)*(2*32.2*($BA47-#REF!))^0.5))))","v":{"$error":"#REF!"}},{"$f":"IF($BC47=\"\",\"\",IF(#REF!>$BB$30,\"\",IF($BA47-#REF!<=0,\"\",(0.6*($BB$40/144)*(2*32.2*($BA47-#REF!))^0.5))))","v":{"$error":"#REF!"}},{"$f":"IF($BC47=\"\",\"\",IF(#REF!>$BB$30,\"\",IF($BA47-#REF!<=0,\"\",(0.6*($BB$40/144)*(2*32.2*($BA47-#REF!))^0.5))))","v":{"$error":"#REF!"}},{"$f":"IF($BC47=\"\",\"\",IF(#REF!>$BB$30,\"\",IF($BA47-#REF!<=0,\"\",(0.6*($BB$40/144)*(2*32.2*($BA47-#REF!))^0.5))))","v":{"$error":"#REF!"}},{"$f":"IF($BC47=\"\",\"\",IF(#REF!>$BB$30,\"\",IF($BA47-#REF!<=0,\"\",(0.6*($BB$40/144)*(2*32.2*($BA47-#REF!))^0.5))))","v":{"$error":"#REF!"}},{"$f":"IF($BC47=\"\",\"\",IF(#REF!>$BB$30,\"\",IF($BA47-#REF!<=0,\"\",(0.6*($BB$40/144)*(2*32.2*($BA47-#REF!))^0.5))))","v":{"$error":"#REF!"}},{"$f":"IF($BC47=\"\",\"\",IF(#REF!>$BB$30,\"\",IF($BA47-#REF!<=0,\"\",(0.6*($BB$40/144)*(2*32.2*($BA47-#REF!))^0.5))))","v":{"$error":"#REF!"}},{"$f":"IF($BC47=\"\",\"\",IF(#REF!>$BB$30,\"\",IF($BA47-#REF!<=0,\"\",(0.6*($BB$40/144)*(2*32.2*($BA47-#REF!))^0.5))))","v":{"$error":"#REF!"}},{"$f":"IF($BC47=\"\",\"\",IF(#REF!>$BB$30,\"\",IF($BA47-#REF!<=0,\"\",(0.6*($BB$40/144)*(2*32.2*($BA47-#REF!))^0.5))))","v":{"$error":"#REF!"}},{"$error":"#REF!"},{"$error":"#REF!"}]
[null,null,null,"     ii)  Outlet Area Per Row, Ao",null,null,null,null,null,null,"Ao =",null,"square inches",null,null,null,null,null,null,null,null,null,null,null,null,null,null,null,null,null,null,null,null,null,null,null,null,null,null,null,null,null,null,null,null,null,null,null,null,null,null,null,{"$error":"#REF!"},{"$f":"IF(BA48=\"\",\"\",(($L$30+2*$L$26*(BA48-#REF!))*($L$24*$L$30+2*$L$26*(BA48-#REF!))))","v":{"$error":"#REF!"}},{"$error":"#REF!"},{"$f":"IF($BC48=\"\",\"\",IF(#REF!>$BB$30,\"\",IF($BA48-#REF!<=0,\"\",(0.6*($BB$40/144)*(2*32.2*($BA48-#REF!))^0.5))))","v":{"$error":"#REF!"}},{"$f":"IF($BC48=\"\",\"\",IF(#REF!>$BB$30,\"\",IF($BA48-#REF!<=0,\"\",(0.6*($BB$40/144)*(2*32.2*($BA48-#REF!))^0.5))))","v":{"$error":"#REF!"}},{"$f":"IF($BC48=\"\",\"\",IF(#REF!>$BB$30,\"\",IF($BA48-#REF!<=0,\"\",(0.6*($BB$40/144)*(2*32.2*($BA48-#REF!))^0.5))))","v":{"$error":"#REF!"}},{"$f":"IF($BC48=\"\",\"\",IF(#REF!>$BB$30,\"\",IF($BA48-#REF!<=0,\"\",(0.6*($BB$40/144)*(2*32.2*($BA48-#REF!))^0.5))))","v":{"$error":"#REF!"}},{"$f":"IF($BC48=\"\",\"\",IF(#REF!>$BB$30,\"\",IF($BA48-#REF!<=0,\"\",(0.6*($BB$40/144)*(2*32.2*($BA48-#REF!))^0.5))))","v":{"$error":"#REF!"}},{"$f":"IF($BC48=\"\",\"\",IF(#REF!>$BB$30,\"\",IF($BA48-#REF!<=0,\"\",(0.6*($BB$40/144)*(2*32.2*($BA48-#REF!))^0.5))))","v":{"$error":"#REF!"}},{"$f":"IF($BC48=\"\",\"\",IF(#REF!>$BB$30,\"\",IF($BA48-#REF!<=0,\"\",(0.6*($BB$40/144)*(2*32.2*($BA48-#REF!))^0.5))))","v":{"$error":"#REF!"}},{"$f":"IF($BC48=\"\",\"\",IF(#REF!>$BB$30,\"\",IF($BA48-#REF!<=0,\"\",(0.6*($BB$40/144)*(2*32.2*($BA48-#REF!))^0.5))))","v":{"$error":"#REF!"}},{"$f":"IF($BC48=\"\",\"\",IF(#REF!>$BB$30,\"\",IF($BA48-#REF!<=0,\"\",(0.6*($BB$40/144)*(2*32.2*($BA48-#REF!))^0.5))))","v":{"$error":"#REF!"}},{"$f":"IF($BC48=\"\",\"\",IF(#REF!>$BB$30,\"\",IF($BA48-#REF!<=0,\"\",(0.6*($BB$40/144)*(2*32.2*($BA48-#REF!))^0.5))))","v":{"$error":"#REF!"}},{"$f":"IF($BC48=\"\",\"\",IF(#REF!>$BB$30,\"\",IF($BA48-#REF!<=0,\"\",(0.6*($BB$40/144)*(2*32.2*($BA48-#REF!))^0.5))))","v":{"$error":"#REF!"}},{"$f":"IF($BC48=\"\",\"\",IF(#REF!>$BB$30,\"\",IF($BA48-#REF!<=0,\"\",(0.6*($BB$40/144)*(2*32.2*($BA48-#REF!))^0.5))))","v":{"$error":"#REF!"}},{"$f":"IF($BC48=\"\",\"\",IF(#REF!>$BB$30,\"\",IF($BA48-#REF!<=0,\"\",(0.6*($BB$40/144)*(2*32.2*($BA48-#REF!))^0.5))))","v":{"$error":"#REF!"}},{"$f":"IF($BC48=\"\",\"\",IF(#REF!>$BB$30,\"\",IF($BA48-#REF!<=0,\"\",(0.6*($BB$40/144)*(2*32.2*($BA48-#REF!))^0.5))))","v":{"$error":"#REF!"}},{"$f":"IF($BC48=\"\",\"\",IF(#REF!>$BB$30,\"\",IF($BA48-#REF!<=0,\"\",(0.6*($BB$40/144)*(2*32.2*($BA48-#REF!))^0.5))))","v":{"$error":"#REF!"}},{"$f":"IF($BC48=\"\",\"\",IF(#REF!>$BB$30,\"\",IF($BA48-#REF!<=0,\"\",(0.6*($BB$40/144)*(2*32.2*($BA48-#REF!))^0.5))))","v":{"$error":"#REF!"}},{"$f":"IF($BC48=\"\",\"\",IF(#REF!>$BB$30,\"\",IF($BA48-#REF!<=0,\"\",(0.6*($BB$40/144)*(2*32.2*($BA48-#REF!))^0.5))))","v":{"$error":"#REF!"}},{"$f":"IF($BC48=\"\",\"\",IF(#REF!>$BB$30,\"\",IF($BA48-#REF!<=0,\"\",(0.6*($BB$40/144)*(2*32.2*($BA48-#REF!))^0.5))))","v":{"$error":"#REF!"}},{"$f":"IF($BC48=\"\",\"\",IF(#REF!>$BB$30,\"\",IF($BA48-#REF!<=0,\"\",(0.6*($BB$40/144)*(2*32.2*($BA48-#REF!))^0.5))))","v":{"$error":"#REF!"}},{"$f":"IF($BC48=\"\",\"\",IF(#REF!>$BB$30,\"\",IF($BA48-#REF!<=0,\"\",(0.6*($BB$40/144)*(2*32.2*($BA48-#REF!))^0.5))))","v":{"$error":"#REF!"}},{"$f":"IF($BC48=\"\",\"\",IF(#REF!>$BB$30,\"\",IF($BA48-#REF!<=0,\"\",(0.6*($BB$40/144)*(2*32.2*($BA48-#REF!))^0.5))))","v":{"$error":"#REF!"}},{"$f":"IF($BC48=\"\",\"\",IF(#REF!>$BB$30,\"\",IF($BA48-#REF!<=0,\"\",(0.6*($BB$40/144)*(2*32.2*($BA48-#REF!))^0.5))))","v":{"$error":"#REF!"}},{"$f":"IF($BC48=\"\",\"\",IF(#REF!>$BB$30,\"\",IF($BA48-#REF!<=0,\"\",(0.6*($BB$40/144)*(2*32.2*($BA48-#REF!))^0.5))))","v":{"$error":"#REF!"}},{"$f":"IF($BC48=\"\",\"\",IF(#REF!>$BB$30,\"\",IF($BA48-#REF!<=0,\"\",(0.6*($BB$40/144)*(2*32.2*($BA48-#REF!))^0.5))))","v":{"$error":"#REF!"}},{"$f":"IF($BC48=\"\",\"\",IF(#REF!>$BB$30,\"\",IF($BA48-#REF!<=0,\"\",(0.6*($BB$40/144)*(2*32.2*($BA48-#REF!))^0.5))))","v":{"$error":"#REF!"}},{"$f":"IF($BC48=\"\",\"\",IF(#REF!>$BB$30,\"\",IF($BA48-#REF!<=0,\"\",(0.6*($BB$40/144)*(2*32.2*($BA48-#REF!))^0.5))))","v":{"$error":"#REF!"}},{"$f":"IF($BC48=\"\",\"\",IF(#REF!>$BB$30,\"\",IF($BA48-#REF!<=0,\"\",(0.6*($BB$40/144)*(2*32.2*($BA48-#REF!))^0.5))))","v":{"$error":"#REF!"}},{"$f":"IF($BC48=\"\",\"\",IF(#REF!>$BB$30,\"\",IF($BA48-#REF!<=0,\"\",(0.6*($BB$40/144)*(2*32.2*($BA48-#REF!))^0.5))))","v":{"$error":"#REF!"}},{"$f":"IF($BC48=\"\",\"\",IF(#REF!>$BB$30,\"\",IF($BA48-#REF!<=0,\"\",(0.6*($BB$40/144)*(2*32.2*($BA48-#REF!))^0.5))))","v":{"$error":"#REF!"}},{"$f":"IF($BC48=\"\",\"\",IF(#REF!>$BB$30,\"\",IF($BA48-#REF!<=0,\"\",(0.6*($BB$40/144)*(2*32.2*($BA48-#REF!))^0.5))))","v":{"$error":"#REF!"}},{"$error":"#REF!"},{"$error":"#REF!"}]
[null,null,null,"    iii)  Total Outlet Area, Aot",null,null,null,null,null,null,"Aot =",null,"square inches",null,null,null,null,null,null,null,null,null,null,null,null,null,null,null,null,null,null,null,null,null,null,null,null,null,null,null,null,null,null,null,null,null,null,null,null,null,null,null,{"$error":"#REF!"},{"$f":"IF(BA49=\"\",\"\",(($L$30+2*$L$26*(BA49-#REF!))*($L$24*$L$30+2*$L$26*(BA49-#REF!))))","v":{"$error":"#REF!"}},{"$error":"#REF!"},{"$f":"IF($BC49=\"\",\"\",IF(#REF!>$BB$30,\"\",IF($BA49-#REF!<=0,\"\",(0.6*($BB$40/144)*(2*32.2*($BA49-#REF!))^0.5))))","v":{"$error":"#REF!"}},{"$f":"IF($BC49=\"\",\"\",IF(#REF!>$BB$30,\"\",IF($BA49-#REF!<=0,\"\",(0.6*($BB$40/144)*(2*32.2*($BA49-#REF!))^0.5))))","v":{"$error":"#REF!"}},{"$f":"IF($BC49=\"\",\"\",IF(#REF!>$BB$30,\"\",IF($BA49-#REF!<=0,\"\",(0.6*($BB$40/144)*(2*32.2*($BA49-#REF!))^0.5))))","v":{"$error":"#REF!"}},{"$f":"IF($BC49=\"\",\"\",IF(#REF!>$BB$30,\"\",IF($BA49-#REF!<=0,\"\",(0.6*($BB$40/144)*(2*32.2*($BA49-#REF!))^0.5))))","v":{"$error":"#REF!"}},{"$f":"IF($BC49=\"\",\"\",IF(#REF!>$BB$30,\"\",IF($BA49-#REF!<=0,\"\",(0.6*($BB$40/144)*(2*32.2*($BA49-#REF!))^0.5))))","v":{"$error":"#REF!"}},{"$f":"IF($BC49=\"\",\"\",IF(#REF!>$BB$30,\"\",IF($BA49-#REF!<=0,\"\",(0.6*($BB$40/144)*(2*32.2*($BA49-#REF!))^0.5))))","v":{"$error":"#REF!"}},{"$f":"IF($BC49=\"\",\"\",IF(#REF!>$BB$30,\"\",IF($BA49-#REF!<=0,\"\",(0.6*($BB$40/144)*(2*32.2*($BA49-#REF!))^0.5))))","v":{"$error":"#REF!"}},{"$f":"IF($BC49=\"\",\"\",IF(#REF!>$BB$30,\"\",IF($BA49-#REF!<=0,\"\",(0.6*($BB$40/144)*(2*32.2*($BA49-#REF!))^0.5))))","v":{"$error":"#REF!"}},{"$f":"IF($BC49=\"\",\"\",IF(#REF!>$BB$30,\"\",IF($BA49-#REF!<=0,\"\",(0.6*($BB$40/144)*(2*32.2*($BA49-#REF!))^0.5))))","v":{"$error":"#REF!"}},{"$f":"IF($BC49=\"\",\"\",IF(#REF!>$BB$30,\"\",IF($BA49-#REF!<=0,\"\",(0.6*($BB$40/144)*(2*32.2*($BA49-#REF!))^0.5))))","v":{"$error":"#REF!"}},{"$f":"IF($BC49=\"\",\"\",IF(#REF!>$BB$30,\"\",IF($BA49-#REF!<=0,\"\",(0.6*($BB$40/144)*(2*32.2*($BA49-#REF!))^0.5))))","v":{"$error":"#REF!"}},{"$f":"IF($BC49=\"\",\"\",IF(#REF!>$BB$30,\"\",IF($BA49-#REF!<=0,\"\",(0.6*($BB$40/144)*(2*32.2*($BA49-#REF!))^0.5))))","v":{"$error":"#REF!"}},{"$f":"IF($BC49=\"\",\"\",IF(#REF!>$BB$30,\"\",IF($BA49-#REF!<=0,\"\",(0.6*($BB$40/144)*(2*32.2*($BA49-#REF!))^0.5))))","v":{"$error":"#REF!"}},{"$f":"IF($BC49=\"\",\"\",IF(#REF!>$BB$30,\"\",IF($BA49-#REF!<=0,\"\",(0.6*($BB$40/144)*(2*32.2*($BA49-#REF!))^0.5))))","v":{"$error":"#REF!"}},{"$f":"IF($BC49=\"\",\"\",IF(#REF!>$BB$30,\"\",IF($BA49-#REF!<=0,\"\",(0.6*($BB$40/144)*(2*32.2*($BA49-#REF!))^0.5))))","v":{"$error":"#REF!"}},{"$f":"IF($BC49=\"\",\"\",IF(#REF!>$BB$30,\"\",IF($BA49-#REF!<=0,\"\",(0.6*($BB$40/144)*(2*32.2*($BA49-#REF!))^0.5))))","v":{"$error":"#REF!"}},{"$f":"IF($BC49=\"\",\"\",IF(#REF!>$BB$30,\"\",IF($BA49-#REF!<=0,\"\",(0.6*($BB$40/144)*(2*32.2*($BA49-#REF!))^0.5))))","v":{"$error":"#REF!"}},{"$f":"IF($BC49=\"\",\"\",IF(#REF!>$BB$30,\"\",IF($BA49-#REF!<=0,\"\",(0.6*($BB$40/144)*(2*32.2*($BA49-#REF!))^0.5))))","v":{"$error":"#REF!"}},{"$f":"IF($BC49=\"\",\"\",IF(#REF!>$BB$30,\"\",IF($BA49-#REF!<=0,\"\",(0.6*($BB$40/144)*(2*32.2*($BA49-#REF!))^0.5))))","v":{"$error":"#REF!"}},{"$f":"IF($BC49=\"\",\"\",IF(#REF!>$BB$30,\"\",IF($BA49-#REF!<=0,\"\",(0.6*($BB$40/144)*(2*32.2*($BA49-#REF!))^0.5))))","v":{"$error":"#REF!"}},{"$f":"IF($BC49=\"\",\"\",IF(#REF!>$BB$30,\"\",IF($BA49-#REF!<=0,\"\",(0.6*($BB$40/144)*(2*32.2*($BA49-#REF!))^0.5))))","v":{"$error":"#REF!"}},{"$f":"IF($BC49=\"\",\"\",IF(#REF!>$BB$30,\"\",IF($BA49-#REF!<=0,\"\",(0.6*($BB$40/144)*(2*32.2*($BA49-#REF!))^0.5))))","v":{"$error":"#REF!"}},{"$f":"IF($BC49=\"\",\"\",IF(#REF!>$BB$30,\"\",IF($BA49-#REF!<=0,\"\",(0.6*($BB$40/144)*(2*32.2*($BA49-#REF!))^0.5))))","v":{"$error":"#REF!"}},{"$f":"IF($BC49=\"\",\"\",IF(#REF!>$BB$30,\"\",IF($BA49-#REF!<=0,\"\",(0.6*($BB$40/144)*(2*32.2*($BA49-#REF!))^0.5))))","v":{"$error":"#REF!"}},{"$f":"IF($BC49=\"\",\"\",IF(#REF!>$BB$30,\"\",IF($BA49-#REF!<=0,\"\",(0.6*($BB$40/144)*(2*32.2*($BA49-#REF!))^0.5))))","v":{"$error":"#REF!"}},{"$f":"IF($BC49=\"\",\"\",IF(#REF!>$BB$30,\"\",IF($BA49-#REF!<=0,\"\",(0.6*($BB$40/144)*(2*32.2*($BA49-#REF!))^0.5))))","v":{"$error":"#REF!"}},{"$f":"IF($BC49=\"\",\"\",IF(#REF!>$BB$30,\"\",IF($BA49-#REF!<=0,\"\",(0.6*($BB$40/144)*(2*32.2*($BA49-#REF!))^0.5))))","v":{"$error":"#REF!"}},{"$f":"IF($BC49=\"\",\"\",IF(#REF!>$BB$30,\"\",IF($BA49-#REF!<=0,\"\",(0.6*($BB$40/144)*(2*32.2*($BA49-#REF!))^0.5))))","v":{"$error":"#REF!"}},{"$f":"IF($BC49=\"\",\"\",IF(#REF!>$BB$30,\"\",IF($BA49-#REF!<=0,\"\",(0.6*($BB$40/144)*(2*32.2*($BA49-#REF!))^0.5))))","v":{"$error":"#REF!"}},{"$f":"IF($BC49=\"\",\"\",IF(#REF!>$BB$30,\"\",IF($BA49-#REF!<=0,\"\",(0.6*($BB$40/144)*(2*32.2*($BA49-#REF!))^0.5))))","v":{"$error":"#REF!"}},{"$error":"#REF!"},{"$error":"#REF!"}]
[null,null,null,"    iv)  Drain Time for WQCV  (should fall between 24 and 48 hours)",null,null,null,null,null,null,"Drain Time =",null,"hours",null,null,null,null,null,null,null,null,null,null,null,null,null,null,null,null,null,null,null,null,null,null,null,null,null,null,null,null,null,null,null,null,null,null,null,null,null,null,null,{"$error":"#REF!"},{"$f":"IF(BA50=\"\",\"\",(($L$30+2*$L$26*(BA50-#REF!))*($L$24*$L$30+2*$L$26*(BA50-#REF!))))","v":{"$error":"#REF!"}},{"$error":"#REF!"},{"$f":"IF($BC50=\"\",\"\",IF(#REF!>$BB$30,\"\",IF($BA50-#REF!<=0,\"\",(0.6*($BB$40/144)*(2*32.2*($BA50-#REF!))^0.5))))","v":{"$error":"#REF!"}},{"$f":"IF($BC50=\"\",\"\",IF(#REF!>$BB$30,\"\",IF($BA50-#REF!<=0,\"\",(0.6*($BB$40/144)*(2*32.2*($BA50-#REF!))^0.5))))","v":{"$error":"#REF!"}},{"$f":"IF($BC50=\"\",\"\",IF(#REF!>$BB$30,\"\",IF($BA50-#REF!<=0,\"\",(0.6*($BB$40/144)*(2*32.2*($BA50-#REF!))^0.5))))","v":{"$error":"#REF!"}},{"$f":"IF($BC50=\"\",\"\",IF(#REF!>$BB$30,\"\",IF($BA50-#REF!<=0,\"\",(0.6*($BB$40/144)*(2*32.2*($BA50-#REF!))^0.5))))","v":{"$error":"#REF!"}},{"$f":"IF($BC50=\"\",\"\",IF(#REF!>$BB$30,\"\",IF($BA50-#REF!<=0,\"\",(0.6*($BB$40/144)*(2*32.2*($BA50-#REF!))^0.5))))","v":{"$error":"#REF!"}},{"$f":"IF($BC50=\"\",\"\",IF(#REF!>$BB$30,\"\",IF($BA50-#REF!<=0,\"\",(0.6*($BB$40/144)*(2*32.2*($BA50-#REF!))^0.5))))","v":{"$error":"#REF!"}},{"$f":"IF($BC50=\"\",\"\",IF(#REF!>$BB$30,\"\",IF($BA50-#REF!<=0,\"\",(0.6*($BB$40/144)*(2*32.2*($BA50-#REF!))^0.5))))","v":{"$error":"#REF!"}},{"$f":"IF($BC50=\"\",\"\",IF(#REF!>$BB$30,\"\",IF($BA50-#REF!<=0,\"\",(0.6*($BB$40/144)*(2*32.2*($BA50-#REF!))^0.5))))","v":{"$error":"#REF!"}},{"$f":"IF($BC50=\"\",\"\",IF(#REF!>$BB$30,\"\",IF($BA50-#REF!<=0,\"\",(0.6*($BB$40/144)*(2*32.2*($BA50-#REF!))^0.5))))","v":{"$error":"#REF!"}},{"$f":"IF($BC50=\"\",\"\",IF(#REF!>$BB$30,\"\",IF($BA50-#REF!<=0,\"\",(0.6*($BB$40/144)*(2*32.2*($BA50-#REF!))^0.5))))","v":{"$error":"#REF!"}},{"$f":"IF($BC50=\"\",\"\",IF(#REF!>$BB$30,\"\",IF($BA50-#REF!<=0,\"\",(0.6*($BB$40/144)*(2*32.2*($BA50-#REF!))^0.5))))","v":{"$error":"#REF!"}},{"$f":"IF($BC50=\"\",\"\",IF(#REF!>$BB$30,\"\",IF($BA50-#REF!<=0,\"\",(0.6*($BB$40/144)*(2*32.2*($BA50-#REF!))^0.5))))","v":{"$error":"#REF!"}},{"$f":"IF($BC50=\"\",\"\",IF(#REF!>$BB$30,\"\",IF($BA50-#REF!<=0,\"\",(0.6*($BB$40/144)*(2*32.2*($BA50-#REF!))^0.5))))","v":{"$error":"#REF!"}},{"$f":"IF($BC50=\"\",\"\",IF(#REF!>$BB$30,\"\",IF($BA50-#REF!<=0,\"\",(0.6*($BB$40/144)*(2*32.2*($BA50-#REF!))^0.5))))","v":{"$error":"#REF!"}},{"$f":"IF($BC50=\"\",\"\",IF(#REF!>$BB$30,\"\",IF($BA50-#REF!<=0,\"\",(0.6*($BB$40/144)*(2*32.2*($BA50-#REF!))^0.5))))","v":{"$error":"#REF!"}},{"$f":"IF($BC50=\"\",\"\",IF(#REF!>$BB$30,\"\",IF($BA50-#REF!<=0,\"\",(0.6*($BB$40/144)*(2*32.2*($BA50-#REF!))^0.5))))","v":{"$error":"#REF!"}},{"$f":"IF($BC50=\"\",\"\",IF(#REF!>$BB$30,\"\",IF($BA50-#REF!<=0,\"\",(0.6*($BB$40/144)*(2*32.2*($BA50-#REF!))^0.5))))","v":{"$error":"#REF!"}},{"$f":"IF($BC50=\"\",\"\",IF(#REF!>$BB$30,\"\",IF($BA50-#REF!<=0,\"\",(0.6*($BB$40/144)*(2*32.2*($BA50-#REF!))^0.5))))","v":{"$error":"#REF!"}},{"$f":"IF($BC50=\"\",\"\",IF(#REF!>$BB$30,\"\",IF($BA50-#REF!<=0,\"\",(0.6*($BB$40/144)*(2*32.2*($BA50-#REF!))^0.5))))","v":{"$error":"#REF!"}},{"$f":"IF($BC50=\"\",\"\",IF(#REF!>$BB$30,\"\",IF($BA50-#REF!<=0,\"\",(0.6*($BB$40/144)*(2*32.2*($BA50-#REF!))^0.5))))","v":{"$error":"#REF!"}},{"$f":"IF($BC50=\"\",\"\",IF(#REF!>$BB$30,\"\",IF($BA50-#REF!<=0,\"\",(0.6*($BB$40/144)*(2*32.2*($BA50-#REF!))^0.5))))","v":{"$error":"#REF!"}},{"$f":"IF($BC50=\"\",\"\",IF(#REF!>$BB$30,\"\",IF($BA50-#REF!<=0,\"\",(0.6*($BB$40/144)*(2*32.2*($BA50-#REF!))^0.5))))","v":{"$error":"#REF!"}},{"$f":"IF($BC50=\"\",\"\",IF(#REF!>$BB$30,\"\",IF($BA50-#REF!<=0,\"\",(0.6*($BB$40/144)*(2*32.2*($BA50-#REF!))^0.5))))","v":{"$error":"#REF!"}},{"$f":"IF($BC50=\"\",\"\",IF(#REF!>$BB$30,\"\",IF($BA50-#REF!<=0,\"\",(0.6*($BB$40/144)*(2*32.2*($BA50-#REF!))^0.5))))","v":{"$error":"#REF!"}},{"$f":"IF($BC50=\"\",\"\",IF(#REF!>$BB$30,\"\",IF($BA50-#REF!<=0,\"\",(0.6*($BB$40/144)*(2*32.2*($BA50-#REF!))^0.5))))","v":{"$error":"#REF!"}},{"$f":"IF($BC50=\"\",\"\",IF(#REF!>$BB$30,\"\",IF($BA50-#REF!<=0,\"\",(0.6*($BB$40/144)*(2*32.2*($BA50-#REF!))^0.5))))","v":{"$error":"#REF!"}},{"$f":"IF($BC50=\"\",\"\",IF(#REF!>$BB$30,\"\",IF($BA50-#REF!<=0,\"\",(0.6*($BB$40/144)*(2*32.2*($BA50-#REF!))^0.5))))","v":{"$error":"#REF!"}},{"$f":"IF($BC50=\"\",\"\",IF(#REF!>$BB$30,\"\",IF($BA50-#REF!<=0,\"\",(0.6*($BB$40/144)*(2*32.2*($BA50-#REF!))^0.5))))","v":{"$error":"#REF!"}},{"$f":"IF($BC50=\"\",\"\",IF(#REF!>$BB$30,\"\",IF($BA50-#REF!<=0,\"\",(0.6*($BB$40/144)*(2*32.2*($BA50-#REF!))^0.5))))","v":{"$error":"#REF!"}},{"$f":"IF($BC50=\"\",\"\",IF(#REF!>$BB$30,\"\",IF($BA50-#REF!<=0,\"\",(0.6*($BB$40/144)*(2*32.2*($BA50-#REF!))^0.5))))","v":{"$error":"#REF!"}},{"$error":"#REF!"},{"$error":"#REF!"}]
[null,null,null,null,null,null,null,null,null,null,null,null,null,null,null,null,null,null,null,null,null,null,null,null,null,null,null,null,null,null,null,null,null,null,null,null,null,null,null,null,null,null,null,null,null,null,null,null,null,null,null,null,{"$error":"#REF!"},{"$f":"IF(BA51=\"\",\"\",(($L$30+2*$L$26*(BA51-#REF!))*($L$24*$L$30+2*$L$26*(BA51-#REF!))))","v":{"$error":"#REF!"}},{"$error":"#REF!"},{"$f":"IF($BC51=\"\",\"\",IF(#REF!>$BB$30,\"\",IF($BA51-#REF!<=0,\"\",(0.6*($BB$40/144)*(2*32.2*($BA51-#REF!))^0.5))))","v":{"$error":"#REF!"}},{"$f":"IF($BC51=\"\",\"\",IF(#REF!>$BB$30,\"\",IF($BA51-#REF!<=0,\"\",(0.6*($BB$40/144)*(2*32.2*($BA51-#REF!))^0.5))))","v":{"$error":"#REF!"}},{"$f":"IF($BC51=\"\",\"\",IF(#REF!>$BB$30,\"\",IF($BA51-#REF!<=0,\"\",(0.6*($BB$40/144)*(2*32.2*($BA51-#REF!))^0.5))))","v":{"$error":"#REF!"}},{"$f":"IF($BC51=\"\",\"\",IF(#REF!>$BB$30,\"\",IF($BA51-#REF!<=0,\"\",(0.6*($BB$40/144)*(2*32.2*($BA51-#REF!))^0.5))))","v":{"$error":"#REF!"}},{"$f":"IF($BC51=\"\",\"\",IF(#REF!>$BB$30,\"\",IF($BA51-#REF!<=0,\"\",(0.6*($BB$40/144)*(2*32.2*($BA51-#REF!))^0.5))))","v":{"$error":"#REF!"}},{"$f":"IF($BC51=\"\",\"\",IF(#REF!>$BB$30,\"\",IF($BA51-#REF!<=0,\"\",(0.6*($BB$40/144)*(2*32.2*($BA51-#REF!))^0.5))))","v":{"$error":"#REF!"}},{"$f":"IF($BC51=\"\",\"\",IF(#REF!>$BB$30,\"\",IF($BA51-#REF!<=0,\"\",(0.6*($BB$40/144)*(2*32.2*($BA51-#REF!))^0.5))))","v":{"$error":"#REF!"}},{"$f":"IF($BC51=\"\",\"\",IF(#REF!>$BB$30,\"\",IF($BA51-#REF!<=0,\"\",(0.6*($BB$40/144)*(2*32.2*($BA51-#REF!))^0.5))))","v":{"$error":"#REF!"}},{"$f":"IF($BC51=\"\",\"\",IF(#REF!>$BB$30,\"\",IF($BA51-#REF!<=0,\"\",(0.6*($BB$40/144)*(2*32.2*($BA51-#REF!))^0.5))))","v":{"$error":"#REF!"}},{"$f":"IF($BC51=\"\",\"\",IF(#REF!>$BB$30,\"\",IF($BA51-#REF!<=0,\"\",(0.6*($BB$40/144)*(2*32.2*($BA51-#REF!))^0.5))))","v":{"$error":"#REF!"}},{"$f":"IF($BC51=\"\",\"\",IF(#REF!>$BB$30,\"\",IF($BA51-#REF!<=0,\"\",(0.6*($BB$40/144)*(2*32.2*($BA51-#REF!))^0.5))))","v":{"$error":"#REF!"}},{"$f":"IF($BC51=\"\",\"\",IF(#REF!>$BB$30,\"\",IF($BA51-#REF!<=0,\"\",(0.6*($BB$40/144)*(2*32.2*($BA51-#REF!))^0.5))))","v":{"$error":"#REF!"}},{"$f":"IF($BC51=\"\",\"\",IF(#REF!>$BB$30,\"\",IF($BA51-#REF!<=0,\"\",(0.6*($BB$40/144)*(2*32.2*($BA51-#REF!))^0.5))))","v":{"$error":"#REF!"}},{"$f":"IF($BC51=\"\",\"\",IF(#REF!>$BB$30,\"\",IF($BA51-#REF!<=0,\"\",(0.6*($BB$40/144)*(2*32.2*($BA51-#REF!))^0.5))))","v":{"$error":"#REF!"}},{"$f":"IF($BC51=\"\",\"\",IF(#REF!>$BB$30,\"\",IF($BA51-#REF!<=0,\"\",(0.6*($BB$40/144)*(2*32.2*($BA51-#REF!))^0.5))))","v":{"$error":"#REF!"}},{"$f":"IF($BC51=\"\",\"\",IF(#REF!>$BB$30,\"\",IF($BA51-#REF!<=0,\"\",(0.6*($BB$40/144)*(2*32.2*($BA51-#REF!))^0.5))))","v":{"$error":"#REF!"}},{"$f":"IF($BC51=\"\",\"\",IF(#REF!>$BB$30,\"\",IF($BA51-#REF!<=0,\"\",(0.6*($BB$40/144)*(2*32.2*($BA51-#REF!))^0.5))))","v":{"$error":"#REF!"}},{"$f":"IF($BC51=\"\",\"\",IF(#REF!>$BB$30,\"\",IF($BA51-#REF!<=0,\"\",(0.6*($BB$40/144)*(2*32.2*($BA51-#REF!))^0.5))))","v":{"$error":"#REF!"}},{"$f":"IF($BC51=\"\",\"\",IF(#REF!>$BB$30,\"\",IF($BA51-#REF!<=0,\"\",(0.6*($BB$40/144)*(2*32.2*($BA51-#REF!))^0.5))))","v":{"$error":"#REF!"}},{"$f":"IF($BC51=\"\",\"\",IF(#REF!>$BB$30,\"\",IF($BA51-#REF!<=0,\"\",(0.6*($BB$40/144)*(2*32.2*($BA51-#REF!))^0.5))))","v":{"$error":"#REF!"}},{"$f":"IF($BC51=\"\",\"\",IF(#REF!>$BB$30,\"\",IF($BA51-#REF!<=0,\"\",(0.6*($BB$40/144)*(2*32.2*($BA51-#REF!))^0.5))))","v":{"$error":"#REF!"}},{"$f":"IF($BC51=\"\",\"\",IF(#REF!>$BB$30,\"\",IF($BA51-#REF!<=0,\"\",(0.6*($BB$40/144)*(2*32.2*($BA51-#REF!))^0.5))))","v":{"$error":"#REF!"}},{"$f":"IF($BC51=\"\",\"\",IF(#REF!>$BB$30,\"\",IF($BA51-#REF!<=0,\"\",(0.6*($BB$40/144)*(2*32.2*($BA51-#REF!))^0.5))))","v":{"$error":"#REF!"}},{"$f":"IF($BC51=\"\",\"\",IF(#REF!>$BB$30,\"\",IF($BA51-#REF!<=0,\"\",(0.6*($BB$40/144)*(2*32.2*($BA51-#REF!))^0.5))))","v":{"$error":"#REF!"}},{"$f":"IF($BC51=\"\",\"\",IF(#REF!>$BB$30,\"\",IF($BA51-#REF!<=0,\"\",(0.6*($BB$40/144)*(2*32.2*($BA51-#REF!))^0.5))))","v":{"$error":"#REF!"}},{"$f":"IF($BC51=\"\",\"\",IF(#REF!>$BB$30,\"\",IF($BA51-#REF!<=0,\"\",(0.6*($BB$40/144)*(2*32.2*($BA51-#REF!))^0.5))))","v":{"$error":"#REF!"}},{"$f":"IF($BC51=\"\",\"\",IF(#REF!>$BB$30,\"\",IF($BA51-#REF!<=0,\"\",(0.6*($BB$40/144)*(2*32.2*($BA51-#REF!))^0.5))))","v":{"$error":"#REF!"}},{"$f":"IF($BC51=\"\",\"\",IF(#REF!>$BB$30,\"\",IF($BA51-#REF!<=0,\"\",(0.6*($BB$40/144)*(2*32.2*($BA51-#REF!))^0.5))))","v":{"$error":"#REF!"}},{"$f":"IF($BC51=\"\",\"\",IF(#REF!>$BB$30,\"\",IF($BA51-#REF!<=0,\"\",(0.6*($BB$40/144)*(2*32.2*($BA51-#REF!))^0.5))))","v":{"$error":"#REF!"}},{"$f":"IF($BC51=\"\",\"\",IF(#REF!>$BB$30,\"\",IF($BA51-#REF!<=0,\"\",(0.6*($BB$40/144)*(2*32.2*($BA51-#REF!))^0.5))))","v":{"$error":"#REF!"}},{"$error":"#REF!"},{"$error":"#REF!"}]
[null,null,null,null,null,null,null,null,null,null,null,null,null,null,null,null,null,null,null,null,null,null,null,null,null,null,null,null,null,null,null,null,null,null,null,null,null,null,null,null,null,null,null,null,null,null,null,null,null,null,null,null,{"$f":"IF(BA51=\"\",\"\",IF(BA51<$BB$30,BA51+(2/12),\"\"))","v":{"$error":"#REF!"}},{"$f":"IF(BA52=\"\",\"\",(($L$30+2*$L$26*(BA52-#REF!))*($L$24*$L$30+2*$L$26*(BA52-#REF!))))","v":{"$error":"#REF!"}},{"$f":"IF(BB52=\"\",\"\",((BB51+BB52)/2)*(2/12))","v":{"$error":"#REF!"}},{"$f":"IF($BC52=\"\",\"\",IF(#REF!>$BB$30,\"\",IF($BA52-#REF!<=0,\"\",(0.6*($BB$40/144)*(2*32.2*($BA52-#REF!))^0.5))))","v":{"$error":"#REF!"}},{"$f":"IF($BC52=\"\",\"\",IF(#REF!>$BB$30,\"\",IF($BA52-#REF!<=0,\"\",(0.6*($BB$40/144)*(2*32.2*($BA52-#REF!))^0.5))))","v":{"$error":"#REF!"}},{"$f":"IF($BC52=\"\",\"\",IF(#REF!>$BB$30,\"\",IF($BA52-#REF!<=0,\"\",(0.6*($BB$40/144)*(2*32.2*($BA52-#REF!))^0.5))))","v":{"$error":"#REF!"}},{"$f":"IF($BC52=\"\",\"\",IF(#REF!>$BB$30,\"\",IF($BA52-#REF!<=0,\"\",(0.6*($BB$40/144)*(2*32.2*($BA52-#REF!))^0.5))))","v":{"$error":"#REF!"}},{"$f":"IF($BC52=\"\",\"\",IF(#REF!>$BB$30,\"\",IF($BA52-#REF!<=0,\"\",(0.6*($BB$40/144)*(2*32.2*($BA52-#REF!))^0.5))))","v":{"$error":"#REF!"}},{"$f":"IF($BC52=\"\",\"\",IF(#REF!>$BB$30,\"\",IF($BA52-#REF!<=0,\"\",(0.6*($BB$40/144)*(2*32.2*($BA52-#REF!))^0.5))))","v":{"$error":"#REF!"}},{"$f":"IF($BC52=\"\",\"\",IF(#REF!>$BB$30,\"\",IF($BA52-#REF!<=0,\"\",(0.6*($BB$40/144)*(2*32.2*($BA52-#REF!))^0.5))))","v":{"$error":"#REF!"}},{"$f":"IF($BC52=\"\",\"\",IF(#REF!>$BB$30,\"\",IF($BA52-#REF!<=0,\"\",(0.6*($BB$40/144)*(2*32.2*($BA52-#REF!))^0.5))))","v":{"$error":"#REF!"}},{"$f":"IF($BC52=\"\",\"\",IF(#REF!>$BB$30,\"\",IF($BA52-#REF!<=0,\"\",(0.6*($BB$40/144)*(2*32.2*($BA52-#REF!))^0.5))))","v":{"$error":"#REF!"}},{"$f":"IF($BC52=\"\",\"\",IF(#REF!>$BB$30,\"\",IF($BA52-#REF!<=0,\"\",(0.6*($BB$40/144)*(2*32.2*($BA52-#REF!))^0.5))))","v":{"$error":"#REF!"}},{"$f":"IF($BC52=\"\",\"\",IF(#REF!>$BB$30,\"\",IF($BA52-#REF!<=0,\"\",(0.6*($BB$40/144)*(2*32.2*($BA52-#REF!))^0.5))))","v":{"$error":"#REF!"}},{"$f":"IF($BC52=\"\",\"\",IF(#REF!>$BB$30,\"\",IF($BA52-#REF!<=0,\"\",(0.6*($BB$40/144)*(2*32.2*($BA52-#REF!))^0.5))))","v":{"$error":"#REF!"}},{"$f":"IF($BC52=\"\",\"\",IF(#REF!>$BB$30,\"\",IF($BA52-#REF!<=0,\"\",(0.6*($BB$40/144)*(2*32.2*($BA52-#REF!))^0.5))))","v":{"$error":"#REF!"}},{"$f":"IF($BC52=\"\",\"\",IF(#REF!>$BB$30,\"\",IF($BA52-#REF!<=0,\"\",(0.6*($BB$40/144)*(2*32.2*($BA52-#REF!))^0.5))))","v":{"$error":"#REF!"}},{"$f":"IF($BC52=\"\",\"\",IF(#REF!>$BB$30,\"\",IF($BA52-#REF!<=0,\"\",(0.6*($BB$40/144)*(2*32.2*($BA52-#REF!))^0.5))))","v":{"$error":"#REF!"}},{"$f":"IF($BC52=\"\",\"\",IF(#REF!>$BB$30,\"\",IF($BA52-#REF!<=0,\"\",(0.6*($BB$40/144)*(2*32.2*($BA52-#REF!))^0.5))))","v":{"$error":"#REF!"}},{"$f":"IF($BC52=\"\",\"\",IF(#REF!>$BB$30,\"\",IF($BA52-#REF!<=0,\"\",(0.6*($BB$40/144)*(2*32.2*($BA52-#REF!))^0.5))))","v":{"$error":"#REF!"}},{"$f":"IF($BC52=\"\",\"\",IF(#REF!>$BB$30,\"\",IF($BA52-#REF!<=0,\"\",(0.6*($BB$40/144)*(2*32.2*($BA52-#REF!))^0.5))))","v":{"$error":"#REF!"}},{"$f":"IF($BC52=\"\",\"\",IF(#REF!>$BB$30,\"\",IF($BA52-#REF!<=0,\"\",(0.6*($BB$40/144)*(2*32.2*($BA52-#REF!))^0.5))))","v":{"$error":"#REF!"}},{"$f":"IF($BC52=\"\",\"\",IF(#REF!>$BB$30,\"\",IF($BA52-#REF!<=0,\"\",(0.6*($BB$40/144)*(2*32.2*($BA52-#REF!))^0.5))))","v":{"$error":"#REF!"}},{"$f":"IF($BC52=\"\",\"\",IF(#REF!>$BB$30,\"\",IF($BA52-#REF!<=0,\"\",(0.6*($BB$40/144)*(2*32.2*($BA52-#REF!))^0.5))))","v":{"$error":"#REF!"}},{"$f":"IF($BC52=\"\",\"\",IF(#REF!>$BB$30,\"\",IF($BA52-#REF!<=0,\"\",(0.6*($BB$40/144)*(2*32.2*($BA52-#REF!))^0.5))))","v":{"$error":"#REF!"}},{"$f":"IF($BC52=\"\",\"\",IF(#REF!>$BB$30,\"\",IF($BA52-#REF!<=0,\"\",(0.6*($BB$40/144)*(2*32.2*($BA52-#REF!))^0.5))))","v":{"$error":"#REF!"}},{"$f":"IF($BC52=\"\",\"\",IF(#REF!>$BB$30,\"\",IF($BA52-#REF!<=0,\"\",(0.6*($BB$40/144)*(2*32.2*($BA52-#REF!))^0.5))))","v":{"$error":"#REF!"}},{"$f":"IF($BC52=\"\",\"\",IF(#REF!>$BB$30,\"\",IF($BA52-#REF!<=0,\"\",(0.6*($BB$40/144)*(2*32.2*($BA52-#REF!))^0.5))))","v":{"$error":"#REF!"}},{"$f":"IF($BC52=\"\",\"\",IF(#REF!>$BB$30,\"\",IF($BA52-#REF!<=0,\"\",(0.6*($BB$40/144)*(2*32.2*($BA52-#REF!))^0.5))))","v":{"$error":"#REF!"}},{"$f":"IF($BC52=\"\",\"\",IF(#REF!>$BB$30,\"\",IF($BA52-#REF!<=0,\"\",(0.6*($BB$40/144)*(2*32.2*($BA52-#REF!))^0.5))))","v":{"$error":"#REF!"}},{"$f":"IF($BC52=\"\",\"\",IF(#REF!>$BB$30,\"\",IF($BA52-#REF!<=0,\"\",(0.6*($BB$40/144)*(2*32.2*($BA52-#REF!))^0.5))))","v":{"$error":"#REF!"}},{"$f":"IF($BC52=\"\",\"\",IF(#REF!>$BB$30,\"\",IF($BA52-#REF!<=0,\"\",(0.6*($BB$40/144)*(2*32.2*($BA52-#REF!))^0.5))))","v":{"$error":"#REF!"}},{"$f":"IF($BC52=\"\",\"\",IF(#REF!>$BB$30,\"\",IF($BA52-#REF!<=0,\"\",(0.6*($BB$40/144)*(2*32.2*($BA52-#REF!))^0.5))))","v":{"$error":"#REF!"}},{"$error":"#REF!"},{"$error":"#REF!"}]
[null,null,null,null,null,null,null,null,null,null,null,null,null,null,null,null,null,null,null,null,null,null,null,null,null,null,null,null,null,null,null,null,null,null,null,null,null,null,null,null,null,null,null,null,null,null,null,null,null,null,null,null,{"$error":"#REF!"},{"$f":"IF(BA53=\"\",\"\",(($L$30+2*$L$26*(BA53-#REF!))*($L$24*$L$30+2*$L$26*(BA53-#REF!))))","v":{"$error":"#REF!"}},{"$error":"#REF!"},{"$f":"IF($BC53=\"\",\"\",IF(#REF!>$BB$30,\"\",IF($BA53-#REF!<=0,\"\",(0.6*($BB$40/144)*(2*32.2*($BA53-#REF!))^0.5))))","v":{"$error":"#REF!"}},{"$f":"IF($BC53=\"\",\"\",IF(#REF!>$BB$30,\"\",IF($BA53-#REF!<=0,\"\",(0.6*($BB$40/144)*(2*32.2*($BA53-#REF!))^0.5))))","v":{"$error":"#REF!"}},{"$f":"IF($BC53=\"\",\"\",IF(#REF!>$BB$30,\"\",IF($BA53-#REF!<=0,\"\",(0.6*($BB$40/144)*(2*32.2*($BA53-#REF!))^0.5))))","v":{"$error":"#REF!"}},{"$f":"IF($BC53=\"\",\"\",IF(#REF!>$BB$30,\"\",IF($BA53-#REF!<=0,\"\",(0.6*($BB$40/144)*(2*32.2*($BA53-#REF!))^0.5))))","v":{"$error":"#REF!"}},{"$f":"IF($BC53=\"\",\"\",IF(#REF!>$BB$30,\"\",IF($BA53-#REF!<=0,\"\",(0.6*($BB$40/144)*(2*32.2*($BA53-#REF!))^0.5))))","v":{"$error":"#REF!"}},{"$f":"IF($BC53=\"\",\"\",IF(#REF!>$BB$30,\"\",IF($BA53-#REF!<=0,\"\",(0.6*($BB$40/144)*(2*32.2*($BA53-#REF!))^0.5))))","v":{"$error":"#REF!"}},{"$f":"IF($BC53=\"\",\"\",IF(#REF!>$BB$30,\"\",IF($BA53-#REF!<=0,\"\",(0.6*($BB$40/144)*(2*32.2*($BA53-#REF!))^0.5))))","v":{"$error":"#REF!"}},{"$f":"IF($BC53=\"\",\"\",IF(#REF!>$BB$30,\"\",IF($BA53-#REF!<=0,\"\",(0.6*($BB$40/144)*(2*32.2*($BA53-#REF!))^0.5))))","v":{"$error":"#REF!"}},{"$f":"IF($BC53=\"\",\"\",IF(#REF!>$BB$30,\"\",IF($BA53-#REF!<=0,\"\",(0.6*($BB$40/144)*(2*32.2*($BA53-#REF!))^0.5))))","v":{"$error":"#REF!"}},{"$f":"IF($BC53=\"\",\"\",IF(#REF!>$BB$30,\"\",IF($BA53-#REF!<=0,\"\",(0.6*($BB$40/144)*(2*32.2*($BA53-#REF!))^0.5))))","v":{"$error":"#REF!"}},{"$f":"IF($BC53=\"\",\"\",IF(#REF!>$BB$30,\"\",IF($BA53-#REF!<=0,\"\",(0.6*($BB$40/144)*(2*32.2*($BA53-#REF!))^0.5))))","v":{"$error":"#REF!"}},{"$f":"IF($BC53=\"\",\"\",IF(#REF!>$BB$30,\"\",IF($BA53-#REF!<=0,\"\",(0.6*($BB$40/144)*(2*32.2*($BA53-#REF!))^0.5))))","v":{"$error":"#REF!"}},{"$f":"IF($BC53=\"\",\"\",IF(#REF!>$BB$30,\"\",IF($BA53-#REF!<=0,\"\",(0.6*($BB$40/144)*(2*32.2*($BA53-#REF!))^0.5))))","v":{"$error":"#REF!"}},{"$f":"IF($BC53=\"\",\"\",IF(#REF!>$BB$30,\"\",IF($BA53-#REF!<=0,\"\",(0.6*($BB$40/144)*(2*32.2*($BA53-#REF!))^0.5))))","v":{"$error":"#REF!"}},{"$f":"IF($BC53=\"\",\"\",IF(#REF!>$BB$30,\"\",IF($BA53-#REF!<=0,\"\",(0.6*($BB$40/144)*(2*32.2*($BA53-#REF!))^0.5))))","v":{"$error":"#REF!"}},{"$f":"IF($BC53=\"\",\"\",IF(#REF!>$BB$30,\"\",IF($BA53-#REF!<=0,\"\",(0.6*($BB$40/144)*(2*32.2*($BA53-#REF!))^0.5))))","v":{"$error":"#REF!"}},{"$f":"IF($BC53=\"\",\"\",IF(#REF!>$BB$30,\"\",IF($BA53-#REF!<=0,\"\",(0.6*($BB$40/144)*(2*32.2*($BA53-#REF!))^0.5))))","v":{"$error":"#REF!"}},{"$f":"IF($BC53=\"\",\"\",IF(#REF!>$BB$30,\"\",IF($BA53-#REF!<=0,\"\",(0.6*($BB$40/144)*(2*32.2*($BA53-#REF!))^0.5))))","v":{"$error":"#REF!"}},{"$f":"IF($BC53=\"\",\"\",IF(#REF!>$BB$30,\"\",IF($BA53-#REF!<=0,\"\",(0.6*($BB$40/144)*(2*32.2*($BA53-#REF!))^0.5))))","v":{"$error":"#REF!"}},{"$f":"IF($BC53=\"\",\"\",IF(#REF!>$BB$30,\"\",IF($BA53-#REF!<=0,\"\",(0.6*($BB$40/144)*(2*32.2*($BA53-#REF!))^0.5))))","v":{"$error":"#REF!"}},{"$f":"IF($BC53=\"\",\"\",IF(#REF!>$BB$30,\"\",IF($BA53-#REF!<=0,\"\",(0.6*($BB$40/144)*(2*32.2*($BA53-#REF!))^0.5))))","v":{"$error":"#REF!"}},{"$f":"IF($BC53=\"\",\"\",IF(#REF!>$BB$30,\"\",IF($BA53-#REF!<=0,\"\",(0.6*($BB$40/144)*(2*32.2*($BA53-#REF!))^0.5))))","v":{"$error":"#REF!"}},{"$f":"IF($BC53=\"\",\"\",IF(#REF!>$BB$30,\"\",IF($BA53-#REF!<=0,\"\",(0.6*($BB$40/144)*(2*32.2*($BA53-#REF!))^0.5))))","v":{"$error":"#REF!"}},{"$f":"IF($BC53=\"\",\"\",IF(#REF!>$BB$30,\"\",IF($BA53-#REF!<=0,\"\",(0.6*($BB$40/144)*(2*32.2*($BA53-#REF!))^0.5))))","v":{"$error":"#REF!"}},{"$f":"IF($BC53=\"\",\"\",IF(#REF!>$BB$30,\"\",IF($BA53-#REF!<=0,\"\",(0.6*($BB$40/144)*(2*32.2*($BA53-#REF!))^0.5))))","v":{"$error":"#REF!"}},{"$f":"IF($BC53=\"\",\"\",IF(#REF!>$BB$30,\"\",IF($BA53-#REF!<=0,\"\",(0.6*($BB$40/144)*(2*32.2*($BA53-#REF!))^0.5))))","v":{"$error":"#REF!"}},{"$f":"IF($BC53=\"\",\"\",IF(#REF!>$BB$30,\"\",IF($BA53-#REF!<=0,\"\",(0.6*($BB$40/144)*(2*32.2*($BA53-#REF!))^0.5))))","v":{"$error":"#REF!"}},{"$f":"IF($BC53=\"\",\"\",IF(#REF!>$BB$30,\"\",IF($BA53-#REF!<=0,\"\",(0.6*($BB$40/144)*(2*32.2*($BA53-#REF!))^0.5))))","v":{"$error":"#REF!"}},{"$f":"IF($BC53=\"\",\"\",IF(#REF!>$BB$30,\"\",IF($BA53-#REF!<=0,\"\",(0.6*($BB$40/144)*(2*32.2*($BA53-#REF!))^0.5))))","v":{"$error":"#REF!"}},{"$f":"IF($BC53=\"\",\"\",IF(#REF!>$BB$30,\"\",IF($BA53-#REF!<=0,\"\",(0.6*($BB$40/144)*(2*32.2*($BA53-#REF!))^0.5))))","v":{"$error":"#REF!"}},{"$error":"#REF!"},{"$error":"#REF!"}]
[null,"Design Procedure Form:  Extended Dry Detention Basin  (EDB)",null,null,null,null,null,null,null,null,null,null,null,null,null,null,null,null,null,null,null,null,null,null,null,null,null,null,null,null,null,null,null,null,null,null,null,null,null,null,null,null,null,null,null,null,null,null,null,null,null,null,{"$error":"#REF!"},{"$f":"IF(BA54=\"\",\"\",(($L$30+2*$L$26*(BA54-#REF!))*($L$24*$L$30+2*$L$26*(BA54-#REF!))))","v":{"$error":"#REF!"}},{"$error":"#REF!"},{"$f":"IF($BC54=\"\",\"\",IF(#REF!>$BB$30,\"\",IF($BA54-#REF!<=0,\"\",(0.6*($BB$40/144)*(2*32.2*($BA54-#REF!))^0.5))))","v":{"$error":"#REF!"}},{"$f":"IF($BC54=\"\",\"\",IF(#REF!>$BB$30,\"\",IF($BA54-#REF!<=0,\"\",(0.6*($BB$40/144)*(2*32.2*($BA54-#REF!))^0.5))))","v":{"$error":"#REF!"}},{"$f":"IF($BC54=\"\",\"\",IF(#REF!>$BB$30,\"\",IF($BA54-#REF!<=0,\"\",(0.6*($BB$40/144)*(2*32.2*($BA54-#REF!))^0.5))))","v":{"$error":"#REF!"}},{"$f":"IF($BC54=\"\",\"\",IF(#REF!>$BB$30,\"\",IF($BA54-#REF!<=0,\"\",(0.6*($BB$40/144)*(2*32.2*($BA54-#REF!))^0.5))))","v":{"$error":"#REF!"}},{"$f":"IF($BC54=\"\",\"\",IF(#REF!>$BB$30,\"\",IF($BA54-#REF!<=0,\"\",(0.6*($BB$40/144)*(2*32.2*($BA54-#REF!))^0.5))))","v":{"$error":"#REF!"}},{"$f":"IF($BC54=\"\",\"\",IF(#REF!>$BB$30,\"\",IF($BA54-#REF!<=0,\"\",(0.6*($BB$40/144)*(2*32.2*($BA54-#REF!))^0.5))))","v":{"$error":"#REF!"}},{"$f":"IF($BC54=\"\",\"\",IF(#REF!>$BB$30,\"\",IF($BA54-#REF!<=0,\"\",(0.6*($BB$40/144)*(2*32.2*($BA54-#REF!))^0.5))))","v":{"$error":"#REF!"}},{"$f":"IF($BC54=\"\",\"\",IF(#REF!>$BB$30,\"\",IF($BA54-#REF!<=0,\"\",(0.6*($BB$40/144)*(2*32.2*($BA54-#REF!))^0.5))))","v":{"$error":"#REF!"}},{"$f":"IF($BC54=\"\",\"\",IF(#REF!>$BB$30,\"\",IF($BA54-#REF!<=0,\"\",(0.6*($BB$40/144)*(2*32.2*($BA54-#REF!))^0.5))))","v":{"$error":"#REF!"}},{"$f":"IF($BC54=\"\",\"\",IF(#REF!>$BB$30,\"\",IF($BA54-#REF!<=0,\"\",(0.6*($BB$40/144)*(2*32.2*($BA54-#REF!))^0.5))))","v":{"$error":"#REF!"}},{"$f":"IF($BC54=\"\",\"\",IF(#REF!>$BB$30,\"\",IF($BA54-#REF!<=0,\"\",(0.6*($BB$40/144)*(2*32.2*($BA54-#REF!))^0.5))))","v":{"$error":"#REF!"}},{"$f":"IF($BC54=\"\",\"\",IF(#REF!>$BB$30,\"\",IF($BA54-#REF!<=0,\"\",(0.6*($BB$40/144)*(2*32.2*($BA54-#REF!))^0.5))))","v":{"$error":"#REF!"}},{"$f":"IF($BC54=\"\",\"\",IF(#REF!>$BB$30,\"\",IF($BA54-#REF!<=0,\"\",(0.6*($BB$40/144)*(2*32.2*($BA54-#REF!))^0.5))))","v":{"$error":"#REF!"}},{"$f":"IF($BC54=\"\",\"\",IF(#REF!>$BB$30,\"\",IF($BA54-#REF!<=0,\"\",(0.6*($BB$40/144)*(2*32.2*($BA54-#REF!))^0.5))))","v":{"$error":"#REF!"}},{"$f":"IF($BC54=\"\",\"\",IF(#REF!>$BB$30,\"\",IF($BA54-#REF!<=0,\"\",(0.6*($BB$40/144)*(2*32.2*($BA54-#REF!))^0.5))))","v":{"$error":"#REF!"}},{"$f":"IF($BC54=\"\",\"\",IF(#REF!>$BB$30,\"\",IF($BA54-#REF!<=0,\"\",(0.6*($BB$40/144)*(2*32.2*($BA54-#REF!))^0.5))))","v":{"$error":"#REF!"}},{"$f":"IF($BC54=\"\",\"\",IF(#REF!>$BB$30,\"\",IF($BA54-#REF!<=0,\"\",(0.6*($BB$40/144)*(2*32.2*($BA54-#REF!))^0.5))))","v":{"$error":"#REF!"}},{"$f":"IF($BC54=\"\",\"\",IF(#REF!>$BB$30,\"\",IF($BA54-#REF!<=0,\"\",(0.6*($BB$40/144)*(2*32.2*($BA54-#REF!))^0.5))))","v":{"$error":"#REF!"}},{"$f":"IF($BC54=\"\",\"\",IF(#REF!>$BB$30,\"\",IF($BA54-#REF!<=0,\"\",(0.6*($BB$40/144)*(2*32.2*($BA54-#REF!))^0.5))))","v":{"$error":"#REF!"}},{"$f":"IF($BC54=\"\",\"\",IF(#REF!>$BB$30,\"\",IF($BA54-#REF!<=0,\"\",(0.6*($BB$40/144)*(2*32.2*($BA54-#REF!))^0.5))))","v":{"$error":"#REF!"}},{"$f":"IF($BC54=\"\",\"\",IF(#REF!>$BB$30,\"\",IF($BA54-#REF!<=0,\"\",(0.6*($BB$40/144)*(2*32.2*($BA54-#REF!))^0.5))))","v":{"$error":"#REF!"}},{"$f":"IF($BC54=\"\",\"\",IF(#REF!>$BB$30,\"\",IF($BA54-#REF!<=0,\"\",(0.6*($BB$40/144)*(2*32.2*($BA54-#REF!))^0.5))))","v":{"$error":"#REF!"}},{"$f":"IF($BC54=\"\",\"\",IF(#REF!>$BB$30,\"\",IF($BA54-#REF!<=0,\"\",(0.6*($BB$40/144)*(2*32.2*($BA54-#REF!))^0.5))))","v":{"$error":"#REF!"}},{"$f":"IF($BC54=\"\",\"\",IF(#REF!>$BB$30,\"\",IF($BA54-#REF!<=0,\"\",(0.6*($BB$40/144)*(2*32.2*($BA54-#REF!))^0.5))))","v":{"$error":"#REF!"}},{"$f":"IF($BC54=\"\",\"\",IF(#REF!>$BB$30,\"\",IF($BA54-#REF!<=0,\"\",(0.6*($BB$40/144)*(2*32.2*($BA54-#REF!))^0.5))))","v":{"$error":"#REF!"}},{"$f":"IF($BC54=\"\",\"\",IF(#REF!>$BB$30,\"\",IF($BA54-#REF!<=0,\"\",(0.6*($BB$40/144)*(2*32.2*($BA54-#REF!))^0.5))))","v":{"$error":"#REF!"}},{"$f":"IF($BC54=\"\",\"\",IF(#REF!>$BB$30,\"\",IF($BA54-#REF!<=0,\"\",(0.6*($BB$40/144)*(2*32.2*($BA54-#REF!))^0.5))))","v":{"$error":"#REF!"}},{"$f":"IF($BC54=\"\",\"\",IF(#REF!>$BB$30,\"\",IF($BA54-#REF!<=0,\"\",(0.6*($BB$40/144)*(2*32.2*($BA54-#REF!))^0.5))))","v":{"$error":"#REF!"}},{"$f":"IF($BC54=\"\",\"\",IF(#REF!>$BB$30,\"\",IF($BA54-#REF!<=0,\"\",(0.6*($BB$40/144)*(2*32.2*($BA54-#REF!))^0.5))))","v":{"$error":"#REF!"}},{"$f":"IF($BC54=\"\",\"\",IF(#REF!>$BB$30,\"\",IF($BA54-#REF!<=0,\"\",(0.6*($BB$40/144)*(2*32.2*($BA54-#REF!))^0.5))))","v":{"$error":"#REF!"}},{"$error":"#REF!"},{"$error":"#REF!"}]
[null,null,null,null,null,null,null,null,null,null,null,null,null," Sheet 2 of 2",null,null,null,null,null,null,null,null,null,null,null,null,null,null,null,null,null,null,null,null,null,null,null,null,null,null,null,null,null,null,null,null,null,null,null,null,null,null,{"$error":"#REF!"},{"$f":"IF(BA55=\"\",\"\",(($L$30+2*$L$26*(BA55-#REF!))*($L$24*$L$30+2*$L$26*(BA55-#REF!))))","v":{"$error":"#REF!"}},{"$error":"#REF!"},{"$f":"IF($BC55=\"\",\"\",IF(#REF!>$BB$30,\"\",IF($BA55-#REF!<=0,\"\",(0.6*($BB$40/144)*(2*32.2*($BA55-#REF!))^0.5))))","v":{"$error":"#REF!"}},{"$f":"IF($BC55=\"\",\"\",IF(#REF!>$BB$30,\"\",IF($BA55-#REF!<=0,\"\",(0.6*($BB$40/144)*(2*32.2*($BA55-#REF!))^0.5))))","v":{"$error":"#REF!"}},{"$f":"IF($BC55=\"\",\"\",IF(#REF!>$BB$30,\"\",IF($BA55-#REF!<=0,\"\",(0.6*($BB$40/144)*(2*32.2*($BA55-#REF!))^0.5))))","v":{"$error":"#REF!"}},{"$f":"IF($BC55=\"\",\"\",IF(#REF!>$BB$30,\"\",IF($BA55-#REF!<=0,\"\",(0.6*($BB$40/144)*(2*32.2*($BA55-#REF!))^0.5))))","v":{"$error":"#REF!"}},{"$f":"IF($BC55=\"\",\"\",IF(#REF!>$BB$30,\"\",IF($BA55-#REF!<=0,\"\",(0.6*($BB$40/144)*(2*32.2*($BA55-#REF!))^0.5))))","v":{"$error":"#REF!"}},{"$f":"IF($BC55=\"\",\"\",IF(#REF!>$BB$30,\"\",IF($BA55-#REF!<=0,\"\",(0.6*($BB$40/144)*(2*32.2*($BA55-#REF!))^0.5))))","v":{"$error":"#REF!"}},{"$f":"IF($BC55=\"\",\"\",IF(#REF!>$BB$30,\"\",IF($BA55-#REF!<=0,\"\",(0.6*($BB$40/144)*(2*32.2*($BA55-#REF!))^0.5))))","v":{"$error":"#REF!"}},{"$f":"IF($BC55=\"\",\"\",IF(#REF!>$BB$30,\"\",IF($BA55-#REF!<=0,\"\",(0.6*($BB$40/144)*(2*32.2*($BA55-#REF!))^0.5))))","v":{"$error":"#REF!"}},{"$f":"IF($BC55=\"\",\"\",IF(#REF!>$BB$30,\"\",IF($BA55-#REF!<=0,\"\",(0.6*($BB$40/144)*(2*32.2*($BA55-#REF!))^0.5))))","v":{"$error":"#REF!"}},{"$f":"IF($BC55=\"\",\"\",IF(#REF!>$BB$30,\"\",IF($BA55-#REF!<=0,\"\",(0.6*($BB$40/144)*(2*32.2*($BA55-#REF!))^0.5))))","v":{"$error":"#REF!"}},{"$f":"IF($BC55=\"\",\"\",IF(#REF!>$BB$30,\"\",IF($BA55-#REF!<=0,\"\",(0.6*($BB$40/144)*(2*32.2*($BA55-#REF!))^0.5))))","v":{"$error":"#REF!"}},{"$f":"IF($BC55=\"\",\"\",IF(#REF!>$BB$30,\"\",IF($BA55-#REF!<=0,\"\",(0.6*($BB$40/144)*(2*32.2*($BA55-#REF!))^0.5))))","v":{"$error":"#REF!"}},{"$f":"IF($BC55=\"\",\"\",IF(#REF!>$BB$30,\"\",IF($BA55-#REF!<=0,\"\",(0.6*($BB$40/144)*(2*32.2*($BA55-#REF!))^0.5))))","v":{"$error":"#REF!"}},{"$f":"IF($BC55=\"\",\"\",IF(#REF!>$BB$30,\"\",IF($BA55-#REF!<=0,\"\",(0.6*($BB$40/144)*(2*32.2*($BA55-#REF!))^0.5))))","v":{"$error":"#REF!"}},{"$f":"IF($BC55=\"\",\"\",IF(#REF!>$BB$30,\"\",IF($BA55-#REF!<=0,\"\",(0.6*($BB$40/144)*(2*32.2*($BA55-#REF!))^0.5))))","v":{"$error":"#REF!"}},{"$f":"IF($BC55=\"\",\"\",IF(#REF!>$BB$30,\"\",IF($BA55-#REF!<=0,\"\",(0.6*($BB$40/144)*(2*32.2*($BA55-#REF!))^0.5))))","v":{"$error":"#REF!"}},{"$f":"IF($BC55=\"\",\"\",IF(#REF!>$BB$30,\"\",IF($BA55-#REF!<=0,\"\",(0.6*($BB$40/144)*(2*32.2*($BA55-#REF!))^0.5))))","v":{"$error":"#REF!"}},{"$f":"IF($BC55=\"\",\"\",IF(#REF!>$BB$30,\"\",IF($BA55-#REF!<=0,\"\",(0.6*($BB$40/144)*(2*32.2*($BA55-#REF!))^0.5))))","v":{"$error":"#REF!"}},{"$f":"IF($BC55=\"\",\"\",IF(#REF!>$BB$30,\"\",IF($BA55-#REF!<=0,\"\",(0.6*($BB$40/144)*(2*32.2*($BA55-#REF!))^0.5))))","v":{"$error":"#REF!"}},{"$f":"IF($BC55=\"\",\"\",IF(#REF!>$BB$30,\"\",IF($BA55-#REF!<=0,\"\",(0.6*($BB$40/144)*(2*32.2*($BA55-#REF!))^0.5))))","v":{"$error":"#REF!"}},{"$f":"IF($BC55=\"\",\"\",IF(#REF!>$BB$30,\"\",IF($BA55-#REF!<=0,\"\",(0.6*($BB$40/144)*(2*32.2*($BA55-#REF!))^0.5))))","v":{"$error":"#REF!"}},{"$f":"IF($BC55=\"\",\"\",IF(#REF!>$BB$30,\"\",IF($BA55-#REF!<=0,\"\",(0.6*($BB$40/144)*(2*32.2*($BA55-#REF!))^0.5))))","v":{"$error":"#REF!"}},{"$f":"IF($BC55=\"\",\"\",IF(#REF!>$BB$30,\"\",IF($BA55-#REF!<=0,\"\",(0.6*($BB$40/144)*(2*32.2*($BA55-#REF!))^0.5))))","v":{"$error":"#REF!"}},{"$f":"IF($BC55=\"\",\"\",IF(#REF!>$BB$30,\"\",IF($BA55-#REF!<=0,\"\",(0.6*($BB$40/144)*(2*32.2*($BA55-#REF!))^0.5))))","v":{"$error":"#REF!"}},{"$f":"IF($BC55=\"\",\"\",IF(#REF!>$BB$30,\"\",IF($BA55-#REF!<=0,\"\",(0.6*($BB$40/144)*(2*32.2*($BA55-#REF!))^0.5))))","v":{"$error":"#REF!"}},{"$f":"IF($BC55=\"\",\"\",IF(#REF!>$BB$30,\"\",IF($BA55-#REF!<=0,\"\",(0.6*($BB$40/144)*(2*32.2*($BA55-#REF!))^0.5))))","v":{"$error":"#REF!"}},{"$f":"IF($BC55=\"\",\"\",IF(#REF!>$BB$30,\"\",IF($BA55-#REF!<=0,\"\",(0.6*($BB$40/144)*(2*32.2*($BA55-#REF!))^0.5))))","v":{"$error":"#REF!"}},{"$f":"IF($BC55=\"\",\"\",IF(#REF!>$BB$30,\"\",IF($BA55-#REF!<=0,\"\",(0.6*($BB$40/144)*(2*32.2*($BA55-#REF!))^0.5))))","v":{"$error":"#REF!"}},{"$f":"IF($BC55=\"\",\"\",IF(#REF!>$BB$30,\"\",IF($BA55-#REF!<=0,\"\",(0.6*($BB$40/144)*(2*32.2*($BA55-#REF!))^0.5))))","v":{"$error":"#REF!"}},{"$f":"IF($BC55=\"\",\"\",IF(#REF!>$BB$30,\"\",IF($BA55-#REF!<=0,\"\",(0.6*($BB$40/144)*(2*32.2*($BA55-#REF!))^0.5))))","v":{"$error":"#REF!"}},{"$error":"#REF!"},{"$error":"#REF!"}]
[null,null,"Designer:",null,{"$f":"IF(E4=\"\",\"\",E4)","v":""},null,null,null,null,null,null,null,null,null,null,null,null,null,null,null,null,null,null,null,null,null,null,null,null,null,null,null,null,null,null,null,null,null,null,null,null,null,null,null,null,null,null,null,null,null,null,null,{"$error":"#REF!"},{"$f":"IF(BA56=\"\",\"\",(($L$30+2*$L$26*(BA56-#REF!))*($L$24*$L$30+2*$L$26*(BA56-#REF!))))","v":{"$error":"#REF!"}},{"$error":"#REF!"},{"$f":"IF($BC56=\"\",\"\",IF(#REF!>$BB$30,\"\",IF($BA56-#REF!<=0,\"\",(0.6*($BB$40/144)*(2*32.2*($BA56-#REF!))^0.5))))","v":{"$error":"#REF!"}},{"$f":"IF($BC56=\"\",\"\",IF(#REF!>$BB$30,\"\",IF($BA56-#REF!<=0,\"\",(0.6*($BB$40/144)*(2*32.2*($BA56-#REF!))^0.5))))","v":{"$error":"#REF!"}},{"$f":"IF($BC56=\"\",\"\",IF(#REF!>$BB$30,\"\",IF($BA56-#REF!<=0,\"\",(0.6*($BB$40/144)*(2*32.2*($BA56-#REF!))^0.5))))","v":{"$error":"#REF!"}},{"$f":"IF($BC56=\"\",\"\",IF(#REF!>$BB$30,\"\",IF($BA56-#REF!<=0,\"\",(0.6*($BB$40/144)*(2*32.2*($BA56-#REF!))^0.5))))","v":{"$error":"#REF!"}},{"$f":"IF($BC56=\"\",\"\",IF(#REF!>$BB$30,\"\",IF($BA56-#REF!<=0,\"\",(0.6*($BB$40/144)*(2*32.2*($BA56-#REF!))^0.5))))","v":{"$error":"#REF!"}},{"$f":"IF($BC56=\"\",\"\",IF(#REF!>$BB$30,\"\",IF($BA56-#REF!<=0,\"\",(0.6*($BB$40/144)*(2*32.2*($BA56-#REF!))^0.5))))","v":{"$error":"#REF!"}},{"$f":"IF($BC56=\"\",\"\",IF(#REF!>$BB$30,\"\",IF($BA56-#REF!<=0,\"\",(0.6*($BB$40/144)*(2*32.2*($BA56-#REF!))^0.5))))","v":{"$error":"#REF!"}},{"$f":"IF($BC56=\"\",\"\",IF(#REF!>$BB$30,\"\",IF($BA56-#REF!<=0,\"\",(0.6*($BB$40/144)*(2*32.2*($BA56-#REF!))^0.5))))","v":{"$error":"#REF!"}},{"$f":"IF($BC56=\"\",\"\",IF(#REF!>$BB$30,\"\",IF($BA56-#REF!<=0,\"\",(0.6*($BB$40/144)*(2*32.2*($BA56-#REF!))^0.5))))","v":{"$error":"#REF!"}},{"$f":"IF($BC56=\"\",\"\",IF(#REF!>$BB$30,\"\",IF($BA56-#REF!<=0,\"\",(0.6*($BB$40/144)*(2*32.2*($BA56-#REF!))^0.5))))","v":{"$error":"#REF!"}},{"$f":"IF($BC56=\"\",\"\",IF(#REF!>$BB$30,\"\",IF($BA56-#REF!<=0,\"\",(0.6*($BB$40/144)*(2*32.2*($BA56-#REF!))^0.5))))","v":{"$error":"#REF!"}},{"$f":"IF($BC56=\"\",\"\",IF(#REF!>$BB$30,\"\",IF($BA56-#REF!<=0,\"\",(0.6*($BB$40/144)*(2*32.2*($BA56-#REF!))^0.5))))","v":{"$error":"#REF!"}},{"$f":"IF($BC56=\"\",\"\",IF(#REF!>$BB$30,\"\",IF($BA56-#REF!<=0,\"\",(0.6*($BB$40/144)*(2*32.2*($BA56-#REF!))^0.5))))","v":{"$error":"#REF!"}},{"$f":"IF($BC56=\"\",\"\",IF(#REF!>$BB$30,\"\",IF($BA56-#REF!<=0,\"\",(0.6*($BB$40/144)*(2*32.2*($BA56-#REF!))^0.5))))","v":{"$error":"#REF!"}},{"$f":"IF($BC56=\"\",\"\",IF(#REF!>$BB$30,\"\",IF($BA56-#REF!<=0,\"\",(0.6*($BB$40/144)*(2*32.2*($BA56-#REF!))^0.5))))","v":{"$error":"#REF!"}},{"$f":"IF($BC56=\"\",\"\",IF(#REF!>$BB$30,\"\",IF($BA56-#REF!<=0,\"\",(0.6*($BB$40/144)*(2*32.2*($BA56-#REF!))^0.5))))","v":{"$error":"#REF!"}},{"$f":"IF($BC56=\"\",\"\",IF(#REF!>$BB$30,\"\",IF($BA56-#REF!<=0,\"\",(0.6*($BB$40/144)*(2*32.2*($BA56-#REF!))^0.5))))","v":{"$error":"#REF!"}},{"$f":"IF($BC56=\"\",\"\",IF(#REF!>$BB$30,\"\",IF($BA56-#REF!<=0,\"\",(0.6*($BB$40/144)*(2*32.2*($BA56-#REF!))^0.5))))","v":{"$error":"#REF!"}},{"$f":"IF($BC56=\"\",\"\",IF(#REF!>$BB$30,\"\",IF($BA56-#REF!<=0,\"\",(0.6*($BB$40/144)*(2*32.2*($BA56-#REF!))^0.5))))","v":{"$error":"#REF!"}},{"$f":"IF($BC56=\"\",\"\",IF(#REF!>$BB$30,\"\",IF($BA56-#REF!<=0,\"\",(0.6*($BB$40/144)*(2*32.2*($BA56-#REF!))^0.5))))","v":{"$error":"#REF!"}},{"$f":"IF($BC56=\"\",\"\",IF(#REF!>$BB$30,\"\",IF($BA56-#REF!<=0,\"\",(0.6*($BB$40/144)*(2*32.2*($BA56-#REF!))^0.5))))","v":{"$error":"#REF!"}},{"$f":"IF($BC56=\"\",\"\",IF(#REF!>$BB$30,\"\",IF($BA56-#REF!<=0,\"\",(0.6*($BB$40/144)*(2*32.2*($BA56-#REF!))^0.5))))","v":{"$error":"#REF!"}},{"$f":"IF($BC56=\"\",\"\",IF(#REF!>$BB$30,\"\",IF($BA56-#REF!<=0,\"\",(0.6*($BB$40/144)*(2*32.2*($BA56-#REF!))^0.5))))","v":{"$error":"#REF!"}},{"$f":"IF($BC56=\"\",\"\",IF(#REF!>$BB$30,\"\",IF($BA56-#REF!<=0,\"\",(0.6*($BB$40/144)*(2*32.2*($BA56-#REF!))^0.5))))","v":{"$error":"#REF!"}},{"$f":"IF($BC56=\"\",\"\",IF(#REF!>$BB$30,\"\",IF($BA56-#REF!<=0,\"\",(0.6*($BB$40/144)*(2*32.2*($BA56-#REF!))^0.5))))","v":{"$error":"#REF!"}},{"$f":"IF($BC56=\"\",\"\",IF(#REF!>$BB$30,\"\",IF($BA56-#REF!<=0,\"\",(0.6*($BB$40/144)*(2*32.2*($BA56-#REF!))^0.5))))","v":{"$error":"#REF!"}},{"$f":"IF($BC56=\"\",\"\",IF(#REF!>$BB$30,\"\",IF($BA56-#REF!<=0,\"\",(0.6*($BB$40/144)*(2*32.2*($BA56-#REF!))^0.5))))","v":{"$error":"#REF!"}},{"$f":"IF($BC56=\"\",\"\",IF(#REF!>$BB$30,\"\",IF($BA56-#REF!<=0,\"\",(0.6*($BB$40/144)*(2*32.2*($BA56-#REF!))^0.5))))","v":{"$error":"#REF!"}},{"$f":"IF($BC56=\"\",\"\",IF(#REF!>$BB$30,\"\",IF($BA56-#REF!<=0,\"\",(0.6*($BB$40/144)*(2*32.2*($BA56-#REF!))^0.5))))","v":{"$error":"#REF!"}},{"$f":"IF($BC56=\"\",\"\",IF(#REF!>$BB$30,\"\",IF($BA56-#REF!<=0,\"\",(0.6*($BB$40/144)*(2*32.2*($BA56-#REF!))^0.5))))","v":{"$error":"#REF!"}},{"$error":"#REF!"},{"$error":"#REF!"}]
[null,null,"Company:",null,{"$f":"IF(E5=\"\",\"\",E5)","v":""},null,null,null,null,null,null,null,null,null,null,null,null,null,null,null,null,null,null,null,null,null,null,null,null,null,null,null,null,null,null,null,null,null,null,null,null,null,null,null,null,null,null,null,null,null,null,null,{"$error":"#REF!"},{"$f":"IF(BA57=\"\",\"\",(($L$30+2*$L$26*(BA57-#REF!))*($L$24*$L$30+2*$L$26*(BA57-#REF!))))","v":{"$error":"#REF!"}},{"$error":"#REF!"},{"$f":"IF($BC57=\"\",\"\",IF(#REF!>$BB$30,\"\",IF($BA57-#REF!<=0,\"\",(0.6*($BB$40/144)*(2*32.2*($BA57-#REF!))^0.5))))","v":{"$error":"#REF!"}},{"$f":"IF($BC57=\"\",\"\",IF(#REF!>$BB$30,\"\",IF($BA57-#REF!<=0,\"\",(0.6*($BB$40/144)*(2*32.2*($BA57-#REF!))^0.5))))","v":{"$error":"#REF!"}},{"$f":"IF($BC57=\"\",\"\",IF(#REF!>$BB$30,\"\",IF($BA57-#REF!<=0,\"\",(0.6*($BB$40/144)*(2*32.2*($BA57-#REF!))^0.5))))","v":{"$error":"#REF!"}},{"$f":"IF($BC57=\"\",\"\",IF(#REF!>$BB$30,\"\",IF($BA57-#REF!<=0,\"\",(0.6*($BB$40/144)*(2*32.2*($BA57-#REF!))^0.5))))","v":{"$error":"#REF!"}},{"$f":"IF($BC57=\"\",\"\",IF(#REF!>$BB$30,\"\",IF($BA57-#REF!<=0,\"\",(0.6*($BB$40/144)*(2*32.2*($BA57-#REF!))^0.5))))","v":{"$error":"#REF!"}},{"$f":"IF($BC57=\"\",\"\",IF(#REF!>$BB$30,\"\",IF($BA57-#REF!<=0,\"\",(0.6*($BB$40/144)*(2*32.2*($BA57-#REF!))^0.5))))","v":{"$error":"#REF!"}},{"$f":"IF($BC57=\"\",\"\",IF(#REF!>$BB$30,\"\",IF($BA57-#REF!<=0,\"\",(0.6*($BB$40/144)*(2*32.2*($BA57-#REF!))^0.5))))","v":{"$error":"#REF!"}},{"$f":"IF($BC57=\"\",\"\",IF(#REF!>$BB$30,\"\",IF($BA57-#REF!<=0,\"\",(0.6*($BB$40/144)*(2*32.2*($BA57-#REF!))^0.5))))","v":{"$error":"#REF!"}},{"$f":"IF($BC57=\"\",\"\",IF(#REF!>$BB$30,\"\",IF($BA57-#REF!<=0,\"\",(0.6*($BB$40/144)*(2*32.2*($BA57-#REF!))^0.5))))","v":{"$error":"#REF!"}},{"$f":"IF($BC57=\"\",\"\",IF(#REF!>$BB$30,\"\",IF($BA57-#REF!<=0,\"\",(0.6*($BB$40/144)*(2*32.2*($BA57-#REF!))^0.5))))","v":{"$error":"#REF!"}},{"$f":"IF($BC57=\"\",\"\",IF(#REF!>$BB$30,\"\",IF($BA57-#REF!<=0,\"\",(0.6*($BB$40/144)*(2*32.2*($BA57-#REF!))^0.5))))","v":{"$error":"#REF!"}},{"$f":"IF($BC57=\"\",\"\",IF(#REF!>$BB$30,\"\",IF($BA57-#REF!<=0,\"\",(0.6*($BB$40/144)*(2*32.2*($BA57-#REF!))^0.5))))","v":{"$error":"#REF!"}},{"$f":"IF($BC57=\"\",\"\",IF(#REF!>$BB$30,\"\",IF($BA57-#REF!<=0,\"\",(0.6*($BB$40/144)*(2*32.2*($BA57-#REF!))^0.5))))","v":{"$error":"#REF!"}},{"$f":"IF($BC57=\"\",\"\",IF(#REF!>$BB$30,\"\",IF($BA57-#REF!<=0,\"\",(0.6*($BB$40/144)*(2*32.2*($BA57-#REF!))^0.5))))","v":{"$error":"#REF!"}},{"$f":"IF($BC57=\"\",\"\",IF(#REF!>$BB$30,\"\",IF($BA57-#REF!<=0,\"\",(0.6*($BB$40/144)*(2*32.2*($BA57-#REF!))^0.5))))","v":{"$error":"#REF!"}},{"$f":"IF($BC57=\"\",\"\",IF(#REF!>$BB$30,\"\",IF($BA57-#REF!<=0,\"\",(0.6*($BB$40/144)*(2*32.2*($BA57-#REF!))^0.5))))","v":{"$error":"#REF!"}},{"$f":"IF($BC57=\"\",\"\",IF(#REF!>$BB$30,\"\",IF($BA57-#REF!<=0,\"\",(0.6*($BB$40/144)*(2*32.2*($BA57-#REF!))^0.5))))","v":{"$error":"#REF!"}},{"$f":"IF($BC57=\"\",\"\",IF(#REF!>$BB$30,\"\",IF($BA57-#REF!<=0,\"\",(0.6*($BB$40/144)*(2*32.2*($BA57-#REF!))^0.5))))","v":{"$error":"#REF!"}},{"$f":"IF($BC57=\"\",\"\",IF(#REF!>$BB$30,\"\",IF($BA57-#REF!<=0,\"\",(0.6*($BB$40/144)*(2*32.2*($BA57-#REF!))^0.5))))","v":{"$error":"#REF!"}},{"$f":"IF($BC57=\"\",\"\",IF(#REF!>$BB$30,\"\",IF($BA57-#REF!<=0,\"\",(0.6*($BB$40/144)*(2*32.2*($BA57-#REF!))^0.5))))","v":{"$error":"#REF!"}},{"$f":"IF($BC57=\"\",\"\",IF(#REF!>$BB$30,\"\",IF($BA57-#REF!<=0,\"\",(0.6*($BB$40/144)*(2*32.2*($BA57-#REF!))^0.5))))","v":{"$error":"#REF!"}},{"$f":"IF($BC57=\"\",\"\",IF(#REF!>$BB$30,\"\",IF($BA57-#REF!<=0,\"\",(0.6*($BB$40/144)*(2*32.2*($BA57-#REF!))^0.5))))","v":{"$error":"#REF!"}},{"$f":"IF($BC57=\"\",\"\",IF(#REF!>$BB$30,\"\",IF($BA57-#REF!<=0,\"\",(0.6*($BB$40/144)*(2*32.2*($BA57-#REF!))^0.5))))","v":{"$error":"#REF!"}},{"$f":"IF($BC57=\"\",\"\",IF(#REF!>$BB$30,\"\",IF($BA57-#REF!<=0,\"\",(0.6*($BB$40/144)*(2*32.2*($BA57-#REF!))^0.5))))","v":{"$error":"#REF!"}},{"$f":"IF($BC57=\"\",\"\",IF(#REF!>$BB$30,\"\",IF($BA57-#REF!<=0,\"\",(0.6*($BB$40/144)*(2*32.2*($BA57-#REF!))^0.5))))","v":{"$error":"#REF!"}},{"$f":"IF($BC57=\"\",\"\",IF(#REF!>$BB$30,\"\",IF($BA57-#REF!<=0,\"\",(0.6*($BB$40/144)*(2*32.2*($BA57-#REF!))^0.5))))","v":{"$error":"#REF!"}},{"$f":"IF($BC57=\"\",\"\",IF(#REF!>$BB$30,\"\",IF($BA57-#REF!<=0,\"\",(0.6*($BB$40/144)*(2*32.2*($BA57-#REF!))^0.5))))","v":{"$error":"#REF!"}},{"$f":"IF($BC57=\"\",\"\",IF(#REF!>$BB$30,\"\",IF($BA57-#REF!<=0,\"\",(0.6*($BB$40/144)*(2*32.2*($BA57-#REF!))^0.5))))","v":{"$error":"#REF!"}},{"$f":"IF($BC57=\"\",\"\",IF(#REF!>$BB$30,\"\",IF($BA57-#REF!<=0,\"\",(0.6*($BB$40/144)*(2*32.2*($BA57-#REF!))^0.5))))","v":{"$error":"#REF!"}},{"$f":"IF($BC57=\"\",\"\",IF(#REF!>$BB$30,\"\",IF($BA57-#REF!<=0,\"\",(0.6*($BB$40/144)*(2*32.2*($BA57-#REF!))^0.5))))","v":{"$error":"#REF!"}},{"$error":"#REF!"},{"$error":"#REF!"}]
[null,null,"Date:",null,null,null,null,null,null,null,null,null,null,null,null,null,null,null,null,null,null,null,null,null,null,null,null,null,null,null,null,null,null,null,null,null,null,null,null,null,null,null,null,null,null,null,null,null,null,null,null,null,{"$error":"#REF!"},{"$f":"IF(BA58=\"\",\"\",(($L$30+2*$L$26*(BA58-#REF!))*($L$24*$L$30+2*$L$26*(BA58-#REF!))))","v":{"$error":"#REF!"}},{"$error":"#REF!"},{"$f":"IF($BC58=\"\",\"\",IF(#REF!>$BB$30,\"\",IF($BA58-#REF!<=0,\"\",(0.6*($BB$40/144)*(2*32.2*($BA58-#REF!))^0.5))))","v":{"$error":"#REF!"}},{"$f":"IF($BC58=\"\",\"\",IF(#REF!>$BB$30,\"\",IF($BA58-#REF!<=0,\"\",(0.6*($BB$40/144)*(2*32.2*($BA58-#REF!))^0.5))))","v":{"$error":"#REF!"}},{"$f":"IF($BC58=\"\",\"\",IF(#REF!>$BB$30,\"\",IF($BA58-#REF!<=0,\"\",(0.6*($BB$40/144)*(2*32.2*($BA58-#REF!))^0.5))))","v":{"$error":"#REF!"}},{"$f":"IF($BC58=\"\",\"\",IF(#REF!>$BB$30,\"\",IF($BA58-#REF!<=0,\"\",(0.6*($BB$40/144)*(2*32.2*($BA58-#REF!))^0.5))))","v":{"$error":"#REF!"}},{"$f":"IF($BC58=\"\",\"\",IF(#REF!>$BB$30,\"\",IF($BA58-#REF!<=0,\"\",(0.6*($BB$40/144)*(2*32.2*($BA58-#REF!))^0.5))))","v":{"$error":"#REF!"}},{"$f":"IF($BC58=\"\",\"\",IF(#REF!>$BB$30,\"\",IF($BA58-#REF!<=0,\"\",(0.6*($BB$40/144)*(2*32.2*($BA58-#REF!))^0.5))))","v":{"$error":"#REF!"}},{"$f":"IF($BC58=\"\",\"\",IF(#REF!>$BB$30,\"\",IF($BA58-#REF!<=0,\"\",(0.6*($BB$40/144)*(2*32.2*($BA58-#REF!))^0.5))))","v":{"$error":"#REF!"}},{"$f":"IF($BC58=\"\",\"\",IF(#REF!>$BB$30,\"\",IF($BA58-#REF!<=0,\"\",(0.6*($BB$40/144)*(2*32.2*($BA58-#REF!))^0.5))))","v":{"$error":"#REF!"}},{"$f":"IF($BC58=\"\",\"\",IF(#REF!>$BB$30,\"\",IF($BA58-#REF!<=0,\"\",(0.6*($BB$40/144)*(2*32.2*($BA58-#REF!))^0.5))))","v":{"$error":"#REF!"}},{"$f":"IF($BC58=\"\",\"\",IF(#REF!>$BB$30,\"\",IF($BA58-#REF!<=0,\"\",(0.6*($BB$40/144)*(2*32.2*($BA58-#REF!))^0.5))))","v":{"$error":"#REF!"}},{"$f":"IF($BC58=\"\",\"\",IF(#REF!>$BB$30,\"\",IF($BA58-#REF!<=0,\"\",(0.6*($BB$40/144)*(2*32.2*($BA58-#REF!))^0.5))))","v":{"$error":"#REF!"}},{"$f":"IF($BC58=\"\",\"\",IF(#REF!>$BB$30,\"\",IF($BA58-#REF!<=0,\"\",(0.6*($BB$40/144)*(2*32.2*($BA58-#REF!))^0.5))))","v":{"$error":"#REF!"}},{"$f":"IF($BC58=\"\",\"\",IF(#REF!>$BB$30,\"\",IF($BA58-#REF!<=0,\"\",(0.6*($BB$40/144)*(2*32.2*($BA58-#REF!))^0.5))))","v":{"$error":"#REF!"}},{"$f":"IF($BC58=\"\",\"\",IF(#REF!>$BB$30,\"\",IF($BA58-#REF!<=0,\"\",(0.6*($BB$40/144)*(2*32.2*($BA58-#REF!))^0.5))))","v":{"$error":"#REF!"}},{"$f":"IF($BC58=\"\",\"\",IF(#REF!>$BB$30,\"\",IF($BA58-#REF!<=0,\"\",(0.6*($BB$40/144)*(2*32.2*($BA58-#REF!))^0.5))))","v":{"$error":"#REF!"}},{"$f":"IF($BC58=\"\",\"\",IF(#REF!>$BB$30,\"\",IF($BA58-#REF!<=0,\"\",(0.6*($BB$40/144)*(2*32.2*($BA58-#REF!))^0.5))))","v":{"$error":"#REF!"}},{"$f":"IF($BC58=\"\",\"\",IF(#REF!>$BB$30,\"\",IF($BA58-#REF!<=0,\"\",(0.6*($BB$40/144)*(2*32.2*($BA58-#REF!))^0.5))))","v":{"$error":"#REF!"}},{"$f":"IF($BC58=\"\",\"\",IF(#REF!>$BB$30,\"\",IF($BA58-#REF!<=0,\"\",(0.6*($BB$40/144)*(2*32.2*($BA58-#REF!))^0.5))))","v":{"$error":"#REF!"}},{"$f":"IF($BC58=\"\",\"\",IF(#REF!>$BB$30,\"\",IF($BA58-#REF!<=0,\"\",(0.6*($BB$40/144)*(2*32.2*($BA58-#REF!))^0.5))))","v":{"$error":"#REF!"}},{"$f":"IF($BC58=\"\",\"\",IF(#REF!>$BB$30,\"\",IF($BA58-#REF!<=0,\"\",(0.6*($BB$40/144)*(2*32.2*($BA58-#REF!))^0.5))))","v":{"$error":"#REF!"}},{"$f":"IF($BC58=\"\",\"\",IF(#REF!>$BB$30,\"\",IF($BA58-#REF!<=0,\"\",(0.6*($BB$40/144)*(2*32.2*($BA58-#REF!))^0.5))))","v":{"$error":"#REF!"}},{"$f":"IF($BC58=\"\",\"\",IF(#REF!>$BB$30,\"\",IF($BA58-#REF!<=0,\"\",(0.6*($BB$40/144)*(2*32.2*($BA58-#REF!))^0.5))))","v":{"$error":"#REF!"}},{"$f":"IF($BC58=\"\",\"\",IF(#REF!>$BB$30,\"\",IF($BA58-#REF!<=0,\"\",(0.6*($BB$40/144)*(2*32.2*($BA58-#REF!))^0.5))))","v":{"$error":"#REF!"}},{"$f":"IF($BC58=\"\",\"\",IF(#REF!>$BB$30,\"\",IF($BA58-#REF!<=0,\"\",(0.6*($BB$40/144)*(2*32.2*($BA58-#REF!))^0.5))))","v":{"$error":"#REF!"}},{"$f":"IF($BC58=\"\",\"\",IF(#REF!>$BB$30,\"\",IF($BA58-#REF!<=0,\"\",(0.6*($BB$40/144)*(2*32.2*($BA58-#REF!))^0.5))))","v":{"$error":"#REF!"}},{"$f":"IF($BC58=\"\",\"\",IF(#REF!>$BB$30,\"\",IF($BA58-#REF!<=0,\"\",(0.6*($BB$40/144)*(2*32.2*($BA58-#REF!))^0.5))))","v":{"$error":"#REF!"}},{"$f":"IF($BC58=\"\",\"\",IF(#REF!>$BB$30,\"\",IF($BA58-#REF!<=0,\"\",(0.6*($BB$40/144)*(2*32.2*($BA58-#REF!))^0.5))))","v":{"$error":"#REF!"}},{"$f":"IF($BC58=\"\",\"\",IF(#REF!>$BB$30,\"\",IF($BA58-#REF!<=0,\"\",(0.6*($BB$40/144)*(2*32.2*($BA58-#REF!))^0.5))))","v":{"$error":"#REF!"}},{"$f":"IF($BC58=\"\",\"\",IF(#REF!>$BB$30,\"\",IF($BA58-#REF!<=0,\"\",(0.6*($BB$40/144)*(2*32.2*($BA58-#REF!))^0.5))))","v":{"$error":"#REF!"}},{"$f":"IF($BC58=\"\",\"\",IF(#REF!>$BB$30,\"\",IF($BA58-#REF!<=0,\"\",(0.6*($BB$40/144)*(2*32.2*($BA58-#REF!))^0.5))))","v":{"$error":"#REF!"}},{"$error":"#REF!"},{"$error":"#REF!"}]
[null,null,"Project:",null,{"$f":"IF(E7=\"\",\"\",E7)","v":""},null,null,null,null,null,null,null,null,null,null,null,null,null,null,null,null,null,null,null,null,null,null,null,null,null,null,null,null,null,null,null,null,null,null,null,null,null,null,null,null,null,null,null,null,null,null,null,{"$error":"#REF!"},{"$f":"IF(BA59=\"\",\"\",(($L$30+2*$L$26*(BA59-#REF!))*($L$24*$L$30+2*$L$26*(BA59-#REF!))))","v":{"$error":"#REF!"}},{"$error":"#REF!"},{"$f":"IF($BC59=\"\",\"\",IF(#REF!>$BB$30,\"\",IF($BA59-#REF!<=0,\"\",(0.6*($BB$40/144)*(2*32.2*($BA59-#REF!))^0.5))))","v":{"$error":"#REF!"}},{"$f":"IF($BC59=\"\",\"\",IF(#REF!>$BB$30,\"\",IF($BA59-#REF!<=0,\"\",(0.6*($BB$40/144)*(2*32.2*($BA59-#REF!))^0.5))))","v":{"$error":"#REF!"}},{"$f":"IF($BC59=\"\",\"\",IF(#REF!>$BB$30,\"\",IF($BA59-#REF!<=0,\"\",(0.6*($BB$40/144)*(2*32.2*($BA59-#REF!))^0.5))))","v":{"$error":"#REF!"}},{"$f":"IF($BC59=\"\",\"\",IF(#REF!>$BB$30,\"\",IF($BA59-#REF!<=0,\"\",(0.6*($BB$40/144)*(2*32.2*($BA59-#REF!))^0.5))))","v":{"$error":"#REF!"}},{"$f":"IF($BC59=\"\",\"\",IF(#REF!>$BB$30,\"\",IF($BA59-#REF!<=0,\"\",(0.6*($BB$40/144)*(2*32.2*($BA59-#REF!))^0.5))))","v":{"$error":"#REF!"}},{"$f":"IF($BC59=\"\",\"\",IF(#REF!>$BB$30,\"\",IF($BA59-#REF!<=0,\"\",(0.6*($BB$40/144)*(2*32.2*($BA59-#REF!))^0.5))))","v":{"$error":"#REF!"}},{"$f":"IF($BC59=\"\",\"\",IF(#REF!>$BB$30,\"\",IF($BA59-#REF!<=0,\"\",(0.6*($BB$40/144)*(2*32.2*($BA59-#REF!))^0.5))))","v":{"$error":"#REF!"}},{"$f":"IF($BC59=\"\",\"\",IF(#REF!>$BB$30,\"\",IF($BA59-#REF!<=0,\"\",(0.6*($BB$40/144)*(2*32.2*($BA59-#REF!))^0.5))))","v":{"$error":"#REF!"}},{"$f":"IF($BC59=\"\",\"\",IF(#REF!>$BB$30,\"\",IF($BA59-#REF!<=0,\"\",(0.6*($BB$40/144)*(2*32.2*($BA59-#REF!))^0.5))))","v":{"$error":"#REF!"}},{"$f":"IF($BC59=\"\",\"\",IF(#REF!>$BB$30,\"\",IF($BA59-#REF!<=0,\"\",(0.6*($BB$40/144)*(2*32.2*($BA59-#REF!))^0.5))))","v":{"$error":"#REF!"}},{"$f":"IF($BC59=\"\",\"\",IF(#REF!>$BB$30,\"\",IF($BA59-#REF!<=0,\"\",(0.6*($BB$40/144)*(2*32.2*($BA59-#REF!))^0.5))))","v":{"$error":"#REF!"}},{"$f":"IF($BC59=\"\",\"\",IF(#REF!>$BB$30,\"\",IF($BA59-#REF!<=0,\"\",(0.6*($BB$40/144)*(2*32.2*($BA59-#REF!))^0.5))))","v":{"$error":"#REF!"}},{"$f":"IF($BC59=\"\",\"\",IF(#REF!>$BB$30,\"\",IF($BA59-#REF!<=0,\"\",(0.6*($BB$40/144)*(2*32.2*($BA59-#REF!))^0.5))))","v":{"$error":"#REF!"}},{"$f":"IF($BC59=\"\",\"\",IF(#REF!>$BB$30,\"\",IF($BA59-#REF!<=0,\"\",(0.6*($BB$40/144)*(2*32.2*($BA59-#REF!))^0.5))))","v":{"$error":"#REF!"}},{"$f":"IF($BC59=\"\",\"\",IF(#REF!>$BB$30,\"\",IF($BA59-#REF!<=0,\"\",(0.6*($BB$40/144)*(2*32.2*($BA59-#REF!))^0.5))))","v":{"$error":"#REF!"}},{"$f":"IF($BC59=\"\",\"\",IF(#REF!>$BB$30,\"\",IF($BA59-#REF!<=0,\"\",(0.6*($BB$40/144)*(2*32.2*($BA59-#REF!))^0.5))))","v":{"$error":"#REF!"}},{"$f":"IF($BC59=\"\",\"\",IF(#REF!>$BB$30,\"\",IF($BA59-#REF!<=0,\"\",(0.6*($BB$40/144)*(2*32.2*($BA59-#REF!))^0.5))))","v":{"$error":"#REF!"}},{"$f":"IF($BC59=\"\",\"\",IF(#REF!>$BB$30,\"\",IF($BA59-#REF!<=0,\"\",(0.6*($BB$40/144)*(2*32.2*($BA59-#REF!))^0.5))))","v":{"$error":"#REF!"}},{"$f":"IF($BC59=\"\",\"\",IF(#REF!>$BB$30,\"\",IF($BA59-#REF!<=0,\"\",(0.6*($BB$40/144)*(2*32.2*($BA59-#REF!))^0.5))))","v":{"$error":"#REF!"}},{"$f":"IF($BC59=\"\",\"\",IF(#REF!>$BB$30,\"\",IF($BA59-#REF!<=0,\"\",(0.6*($BB$40/144)*(2*32.2*($BA59-#REF!))^0.5))))","v":{"$error":"#REF!"}},{"$f":"IF($BC59=\"\",\"\",IF(#REF!>$BB$30,\"\",IF($BA59-#REF!<=0,\"\",(0.6*($BB$40/144)*(2*32.2*($BA59-#REF!))^0.5))))","v":{"$error":"#REF!"}},{"$f":"IF($BC59=\"\",\"\",IF(#REF!>$BB$30,\"\",IF($BA59-#REF!<=0,\"\",(0.6*($BB$40/144)*(2*32.2*($BA59-#REF!))^0.5))))","v":{"$error":"#REF!"}},{"$f":"IF($BC59=\"\",\"\",IF(#REF!>$BB$30,\"\",IF($BA59-#REF!<=0,\"\",(0.6*($BB$40/144)*(2*32.2*($BA59-#REF!))^0.5))))","v":{"$error":"#REF!"}},{"$f":"IF($BC59=\"\",\"\",IF(#REF!>$BB$30,\"\",IF($BA59-#REF!<=0,\"\",(0.6*($BB$40/144)*(2*32.2*($BA59-#REF!))^0.5))))","v":{"$error":"#REF!"}},{"$f":"IF($BC59=\"\",\"\",IF(#REF!>$BB$30,\"\",IF($BA59-#REF!<=0,\"\",(0.6*($BB$40/144)*(2*32.2*($BA59-#REF!))^0.5))))","v":{"$error":"#REF!"}},{"$f":"IF($BC59=\"\",\"\",IF(#REF!>$BB$30,\"\",IF($BA59-#REF!<=0,\"\",(0.6*($BB$40/144)*(2*32.2*($BA59-#REF!))^0.5))))","v":{"$error":"#REF!"}},{"$f":"IF($BC59=\"\",\"\",IF(#REF!>$BB$30,\"\",IF($BA59-#REF!<=0,\"\",(0.6*($BB$40/144)*(2*32.2*($BA59-#REF!))^0.5))))","v":{"$error":"#REF!"}},{"$f":"IF($BC59=\"\",\"\",IF(#REF!>$BB$30,\"\",IF($BA59-#REF!<=0,\"\",(0.6*($BB$40/144)*(2*32.2*($BA59-#REF!))^0.5))))","v":{"$error":"#REF!"}},{"$f":"IF($BC59=\"\",\"\",IF(#REF!>$BB$30,\"\",IF($BA59-#REF!<=0,\"\",(0.6*($BB$40/144)*(2*32.2*($BA59-#REF!))^0.5))))","v":{"$error":"#REF!"}},{"$f":"IF($BC59=\"\",\"\",IF(#REF!>$BB$30,\"\",IF($BA59-#REF!<=0,\"\",(0.6*($BB$40/144)*(2*32.2*($BA59-#REF!))^0.5))))","v":{"$error":"#REF!"}},{"$error":"#REF!"},{"$error":"#REF!"}]
[null,null,"Location:",null,{"$f":"IF(E8=\"\",\"\",E8)","v":""},null,null,null,null,null,null,null,null,null,null,null,null,null,null,null,null,null,null,null,null,null,null,null,null,null,null,null,null,null,null,null,null,null,null,null,null,null,null,null,null,null,null,null,null,null,null,null,{"$error":"#REF!"},{"$f":"IF(BA60=\"\",\"\",(($L$30+2*$L$26*(BA60-#REF!))*($L$24*$L$30+2*$L$26*(BA60-#REF!))))","v":{"$error":"#REF!"}},{"$error":"#REF!"},{"$f":"IF($BC60=\"\",\"\",IF(#REF!>$BB$30,\"\",IF($BA60-#REF!<=0,\"\",(0.6*($BB$40/144)*(2*32.2*($BA60-#REF!))^0.5))))","v":{"$error":"#REF!"}},{"$f":"IF($BC60=\"\",\"\",IF(#REF!>$BB$30,\"\",IF($BA60-#REF!<=0,\"\",(0.6*($BB$40/144)*(2*32.2*($BA60-#REF!))^0.5))))","v":{"$error":"#REF!"}},{"$f":"IF($BC60=\"\",\"\",IF(#REF!>$BB$30,\"\",IF($BA60-#REF!<=0,\"\",(0.6*($BB$40/144)*(2*32.2*($BA60-#REF!))^0.5))))","v":{"$error":"#REF!"}},{"$f":"IF($BC60=\"\",\"\",IF(#REF!>$BB$30,\"\",IF($BA60-#REF!<=0,\"\",(0.6*($BB$40/144)*(2*32.2*($BA60-#REF!))^0.5))))","v":{"$error":"#REF!"}},{"$f":"IF($BC60=\"\",\"\",IF(#REF!>$BB$30,\"\",IF($BA60-#REF!<=0,\"\",(0.6*($BB$40/144)*(2*32.2*($BA60-#REF!))^0.5))))","v":{"$error":"#REF!"}},{"$f":"IF($BC60=\"\",\"\",IF(#REF!>$BB$30,\"\",IF($BA60-#REF!<=0,\"\",(0.6*($BB$40/144)*(2*32.2*($BA60-#REF!))^0.5))))","v":{"$error":"#REF!"}},{"$f":"IF($BC60=\"\",\"\",IF(#REF!>$BB$30,\"\",IF($BA60-#REF!<=0,\"\",(0.6*($BB$40/144)*(2*32.2*($BA60-#REF!))^0.5))))","v":{"$error":"#REF!"}},{"$f":"IF($BC60=\"\",\"\",IF(#REF!>$BB$30,\"\",IF($BA60-#REF!<=0,\"\",(0.6*($BB$40/144)*(2*32.2*($BA60-#REF!))^0.5))))","v":{"$error":"#REF!"}},{"$f":"IF($BC60=\"\",\"\",IF(#REF!>$BB$30,\"\",IF($BA60-#REF!<=0,\"\",(0.6*($BB$40/144)*(2*32.2*($BA60-#REF!))^0.5))))","v":{"$error":"#REF!"}},{"$f":"IF($BC60=\"\",\"\",IF(#REF!>$BB$30,\"\",IF($BA60-#REF!<=0,\"\",(0.6*($BB$40/144)*(2*32.2*($BA60-#REF!))^0.5))))","v":{"$error":"#REF!"}},{"$f":"IF($BC60=\"\",\"\",IF(#REF!>$BB$30,\"\",IF($BA60-#REF!<=0,\"\",(0.6*($BB$40/144)*(2*32.2*($BA60-#REF!))^0.5))))","v":{"$error":"#REF!"}},{"$f":"IF($BC60=\"\",\"\",IF(#REF!>$BB$30,\"\",IF($BA60-#REF!<=0,\"\",(0.6*($BB$40/144)*(2*32.2*($BA60-#REF!))^0.5))))","v":{"$error":"#REF!"}},{"$f":"IF($BC60=\"\",\"\",IF(#REF!>$BB$30,\"\",IF($BA60-#REF!<=0,\"\",(0.6*($BB$40/144)*(2*32.2*($BA60-#REF!))^0.5))))","v":{"$error":"#REF!"}},{"$f":"IF($BC60=\"\",\"\",IF(#REF!>$BB$30,\"\",IF($BA60-#REF!<=0,\"\",(0.6*($BB$40/144)*(2*32.2*($BA60-#REF!))^0.5))))","v":{"$error":"#REF!"}},{"$f":"IF($BC60=\"\",\"\",IF(#REF!>$BB$30,\"\",IF($BA60-#REF!<=0,\"\",(0.6*($BB$40/144)*(2*32.2*($BA60-#REF!))^0.5))))","v":{"$error":"#REF!"}},{"$f":"IF($BC60=\"\",\"\",IF(#REF!>$BB$30,\"\",IF($BA60-#REF!<=0,\"\",(0.6*($BB$40/144)*(2*32.2*($BA60-#REF!))^0.5))))","v":{"$error":"#REF!"}},{"$f":"IF($BC60=\"\",\"\",IF(#REF!>$BB$30,\"\",IF($BA60-#REF!<=0,\"\",(0.6*($BB$40/144)*(2*32.2*($BA60-#REF!))^0.5))))","v":{"$error":"#REF!"}},{"$f":"IF($BC60=\"\",\"\",IF(#REF!>$BB$30,\"\",IF($BA60-#REF!<=0,\"\",(0.6*($BB$40/144)*(2*32.2*($BA60-#REF!))^0.5))))","v":{"$error":"#REF!"}},{"$f":"IF($BC60=\"\",\"\",IF(#REF!>$BB$30,\"\",IF($BA60-#REF!<=0,\"\",(0.6*($BB$40/144)*(2*32.2*($BA60-#REF!))^0.5))))","v":{"$error":"#REF!"}},{"$f":"IF($BC60=\"\",\"\",IF(#REF!>$BB$30,\"\",IF($BA60-#REF!<=0,\"\",(0.6*($BB$40/144)*(2*32.2*($BA60-#REF!))^0.5))))","v":{"$error":"#REF!"}},{"$f":"IF($BC60=\"\",\"\",IF(#REF!>$BB$30,\"\",IF($BA60-#REF!<=0,\"\",(0.6*($BB$40/144)*(2*32.2*($BA60-#REF!))^0.5))))","v":{"$error":"#REF!"}},{"$f":"IF($BC60=\"\",\"\",IF(#REF!>$BB$30,\"\",IF($BA60-#REF!<=0,\"\",(0.6*($BB$40/144)*(2*32.2*($BA60-#REF!))^0.5))))","v":{"$error":"#REF!"}},{"$f":"IF($BC60=\"\",\"\",IF(#REF!>$BB$30,\"\",IF($BA60-#REF!<=0,\"\",(0.6*($BB$40/144)*(2*32.2*($BA60-#REF!))^0.5))))","v":{"$error":"#REF!"}},{"$f":"IF($BC60=\"\",\"\",IF(#REF!>$BB$30,\"\",IF($BA60-#REF!<=0,\"\",(0.6*($BB$40/144)*(2*32.2*($BA60-#REF!))^0.5))))","v":{"$error":"#REF!"}},{"$f":"IF($BC60=\"\",\"\",IF(#REF!>$BB$30,\"\",IF($BA60-#REF!<=0,\"\",(0.6*($BB$40/144)*(2*32.2*($BA60-#REF!))^0.5))))","v":{"$error":"#REF!"}},{"$f":"IF($BC60=\"\",\"\",IF(#REF!>$BB$30,\"\",IF($BA60-#REF!<=0,\"\",(0.6*($BB$40/144)*(2*32.2*($BA60-#REF!))^0.5))))","v":{"$error":"#REF!"}},{"$f":"IF($BC60=\"\",\"\",IF(#REF!>$BB$30,\"\",IF($BA60-#REF!<=0,\"\",(0.6*($BB$40/144)*(2*32.2*($BA60-#REF!))^0.5))))","v":{"$error":"#REF!"}},{"$f":"IF($BC60=\"\",\"\",IF(#REF!>$BB$30,\"\",IF($BA60-#REF!<=0,\"\",(0.6*($BB$40/144)*(2*32.2*($BA60-#REF!))^0.5))))","v":{"$error":"#REF!"}},{"$f":"IF($BC60=\"\",\"\",IF(#REF!>$BB$30,\"\",IF($BA60-#REF!<=0,\"\",(0.6*($BB$40/144)*(2*32.2*($BA60-#REF!))^0.5))))","v":{"$error":"#REF!"}},{"$f":"IF($BC60=\"\",\"\",IF(#REF!>$BB$30,\"\",IF($BA60-#REF!<=0,\"\",(0.6*($BB$40/144)*(2*32.2*($BA60-#REF!))^0.5))))","v":{"$error":"#REF!"}},{"$error":"#REF!"},{"$error":"#REF!"}]
[null,null,null,null,null,null,null,null,null,null,null,null,null,null,null,null,null,null,null,null,null,null,null,null,null,null,null,null,null,null,null,null,null,null,null,null,null,null,null,null,null,null,null,null,null,null,null,null,null,null,null,null,{"$error":"#REF!"},{"$f":"IF(BA61=\"\",\"\",(($L$30+2*$L$26*(BA61-#REF!))*($L$24*$L$30+2*$L$26*(BA61-#REF!))))","v":{"$error":"#REF!"}},{"$error":"#REF!"},{"$f":"IF($BC61=\"\",\"\",IF(#REF!>$BB$30,\"\",IF($BA61-#REF!<=0,\"\",(0.6*($BB$40/144)*(2*32.2*($BA61-#REF!))^0.5))))","v":{"$error":"#REF!"}},{"$f":"IF($BC61=\"\",\"\",IF(#REF!>$BB$30,\"\",IF($BA61-#REF!<=0,\"\",(0.6*($BB$40/144)*(2*32.2*($BA61-#REF!))^0.5))))","v":{"$error":"#REF!"}},{"$f":"IF($BC61=\"\",\"\",IF(#REF!>$BB$30,\"\",IF($BA61-#REF!<=0,\"\",(0.6*($BB$40/144)*(2*32.2*($BA61-#REF!))^0.5))))","v":{"$error":"#REF!"}},{"$f":"IF($BC61=\"\",\"\",IF(#REF!>$BB$30,\"\",IF($BA61-#REF!<=0,\"\",(0.6*($BB$40/144)*(2*32.2*($BA61-#REF!))^0.5))))","v":{"$error":"#REF!"}},{"$f":"IF($BC61=\"\",\"\",IF(#REF!>$BB$30,\"\",IF($BA61-#REF!<=0,\"\",(0.6*($BB$40/144)*(2*32.2*($BA61-#REF!))^0.5))))","v":{"$error":"#REF!"}},{"$f":"IF($BC61=\"\",\"\",IF(#REF!>$BB$30,\"\",IF($BA61-#REF!<=0,\"\",(0.6*($BB$40/144)*(2*32.2*($BA61-#REF!))^0.5))))","v":{"$error":"#REF!"}},{"$f":"IF($BC61=\"\",\"\",IF(#REF!>$BB$30,\"\",IF($BA61-#REF!<=0,\"\",(0.6*($BB$40/144)*(2*32.2*($BA61-#REF!))^0.5))))","v":{"$error":"#REF!"}},{"$f":"IF($BC61=\"\",\"\",IF(#REF!>$BB$30,\"\",IF($BA61-#REF!<=0,\"\",(0.6*($BB$40/144)*(2*32.2*($BA61-#REF!))^0.5))))","v":{"$error":"#REF!"}},{"$f":"IF($BC61=\"\",\"\",IF(#REF!>$BB$30,\"\",IF($BA61-#REF!<=0,\"\",(0.6*($BB$40/144)*(2*32.2*($BA61-#REF!))^0.5))))","v":{"$error":"#REF!"}},{"$f":"IF($BC61=\"\",\"\",IF(#REF!>$BB$30,\"\",IF($BA61-#REF!<=0,\"\",(0.6*($BB$40/144)*(2*32.2*($BA61-#REF!))^0.5))))","v":{"$error":"#REF!"}},{"$f":"IF($BC61=\"\",\"\",IF(#REF!>$BB$30,\"\",IF($BA61-#REF!<=0,\"\",(0.6*($BB$40/144)*(2*32.2*($BA61-#REF!))^0.5))))","v":{"$error":"#REF!"}},{"$f":"IF($BC61=\"\",\"\",IF(#REF!>$BB$30,\"\",IF($BA61-#REF!<=0,\"\",(0.6*($BB$40/144)*(2*32.2*($BA61-#REF!))^0.5))))","v":{"$error":"#REF!"}},{"$f":"IF($BC61=\"\",\"\",IF(#REF!>$BB$30,\"\",IF($BA61-#REF!<=0,\"\",(0.6*($BB$40/144)*(2*32.2*($BA61-#REF!))^0.5))))","v":{"$error":"#REF!"}},{"$f":"IF($BC61=\"\",\"\",IF(#REF!>$BB$30,\"\",IF($BA61-#REF!<=0,\"\",(0.6*($BB$40/144)*(2*32.2*($BA61-#REF!))^0.5))))","v":{"$error":"#REF!"}},{"$f":"IF($BC61=\"\",\"\",IF(#REF!>$BB$30,\"\",IF($BA61-#REF!<=0,\"\",(0.6*($BB$40/144)*(2*32.2*($BA61-#REF!))^0.5))))","v":{"$error":"#REF!"}},{"$f":"IF($BC61=\"\",\"\",IF(#REF!>$BB$30,\"\",IF($BA61-#REF!<=0,\"\",(0.6*($BB$40/144)*(2*32.2*($BA61-#REF!))^0.5))))","v":{"$error":"#REF!"}},{"$f":"IF($BC61=\"\",\"\",IF(#REF!>$BB$30,\"\",IF($BA61-#REF!<=0,\"\",(0.6*($BB$40/144)*(2*32.2*($BA61-#REF!))^0.5))))","v":{"$error":"#REF!"}},{"$f":"IF($BC61=\"\",\"\",IF(#REF!>$BB$30,\"\",IF($BA61-#REF!<=0,\"\",(0.6*($BB$40/144)*(2*32.2*($BA61-#REF!))^0.5))))","v":{"$error":"#REF!"}},{"$f":"IF($BC61=\"\",\"\",IF(#REF!>$BB$30,\"\",IF($BA61-#REF!<=0,\"\",(0.6*($BB$40/144)*(2*32.2*($BA61-#REF!))^0.5))))","v":{"$error":"#REF!"}},{"$f":"IF($BC61=\"\",\"\",IF(#REF!>$BB$30,\"\",IF($BA61-#REF!<=0,\"\",(0.6*($BB$40/144)*(2*32.2*($BA61-#REF!))^0.5))))","v":{"$error":"#REF!"}},{"$f":"IF($BC61=\"\",\"\",IF(#REF!>$BB$30,\"\",IF($BA61-#REF!<=0,\"\",(0.6*($BB$40/144)*(2*32.2*($BA61-#REF!))^0.5))))","v":{"$error":"#REF!"}},{"$f":"IF($BC61=\"\",\"\",IF(#REF!>$BB$30,\"\",IF($BA61-#REF!<=0,\"\",(0.6*($BB$40/144)*(2*32.2*($BA61-#REF!))^0.5))))","v":{"$error":"#REF!"}},{"$f":"IF($BC61=\"\",\"\",IF(#REF!>$BB$30,\"\",IF($BA61-#REF!<=0,\"\",(0.6*($BB$40/144)*(2*32.2*($BA61-#REF!))^0.5))))","v":{"$error":"#REF!"}},{"$f":"IF($BC61=\"\",\"\",IF(#REF!>$BB$30,\"\",IF($BA61-#REF!<=0,\"\",(0.6*($BB$40/144)*(2*32.2*($BA61-#REF!))^0.5))))","v":{"$error":"#REF!"}},{"$f":"IF($BC61=\"\",\"\",IF(#REF!>$BB$30,\"\",IF($BA61-#REF!<=0,\"\",(0.6*($BB$40/144)*(2*32.2*($BA61-#REF!))^0.5))))","v":{"$error":"#REF!"}},{"$f":"IF($BC61=\"\",\"\",IF(#REF!>$BB$30,\"\",IF($BA61-#REF!<=0,\"\",(0.6*($BB$40/144)*(2*32.2*($BA61-#REF!))^0.5))))","v":{"$error":"#REF!"}},{"$f":"IF($BC61=\"\",\"\",IF(#REF!>$BB$30,\"\",IF($BA61-#REF!<=0,\"\",(0.6*($BB$40/144)*(2*32.2*($BA61-#REF!))^0.5))))","v":{"$error":"#REF!"}},{"$f":"IF($BC61=\"\",\"\",IF(#REF!>$BB$30,\"\",IF($BA61-#REF!<=0,\"\",(0.6*($BB$40/144)*(2*32.2*($BA61-#REF!))^0.5))))","v":{"$error":"#REF!"}},{"$f":"IF($BC61=\"\",\"\",IF(#REF!>$BB$30,\"\",IF($BA61-#REF!<=0,\"\",(0.6*($BB$40/144)*(2*32.2*($BA61-#REF!))^0.5))))","v":{"$error":"#REF!"}},{"$f":"IF($BC61=\"\",\"\",IF(#REF!>$BB$30,\"\",IF($BA61-#REF!<=0,\"\",(0.6*($BB$40/144)*(2*32.2*($BA61-#REF!))^0.5))))","v":{"$error":"#REF!"}},{"$error":"#REF!"},{"$error":"#REF!"}]
[null,null,null,null,null,null,null,null,null,null,null,null,null,null,null,null,null,null,null,null,null,null,null,null,null,null,null,null,null,null,null,null,null,null,null,null,null,null,null,null,null,null,null,null,null,null,null,null,null,null,null,null,{"$f":"IF(#REF!=\"\",\"\",IF(#REF!<$BB$30,#REF!+(2/12),\"\"))","v":{"$error":"#REF!"}},{"$f":"IF(BA62=\"\",\"\",(($L$30+2*$L$26*(BA62-#REF!))*($L$24*$L$30+2*$L$26*(BA62-#REF!))))","v":{"$error":"#REF!"}},{"$f":"IF(BB62=\"\",\"\",((#REF!+BB62)/2)*(2/12))","v":{"$error":"#REF!"}},{"$f":"IF($BC62=\"\",\"\",IF(#REF!>$BB$30,\"\",IF($BA62-#REF!<=0,\"\",(0.6*($BB$40/144)*(2*32.2*($BA62-#REF!))^0.5))))","v":{"$error":"#REF!"}},{"$f":"IF($BC62=\"\",\"\",IF(#REF!>$BB$30,\"\",IF($BA62-#REF!<=0,\"\",(0.6*($BB$40/144)*(2*32.2*($BA62-#REF!))^0.5))))","v":{"$error":"#REF!"}},{"$f":"IF($BC62=\"\",\"\",IF(#REF!>$BB$30,\"\",IF($BA62-#REF!<=0,\"\",(0.6*($BB$40/144)*(2*32.2*($BA62-#REF!))^0.5))))","v":{"$error":"#REF!"}},{"$f":"IF($BC62=\"\",\"\",IF(#REF!>$BB$30,\"\",IF($BA62-#REF!<=0,\"\",(0.6*($BB$40/144)*(2*32.2*($BA62-#REF!))^0.5))))","v":{"$error":"#REF!"}},{"$f":"IF($BC62=\"\",\"\",IF(#REF!>$BB$30,\"\",IF($BA62-#REF!<=0,\"\",(0.6*($BB$40/144)*(2*32.2*($BA62-#REF!))^0.5))))","v":{"$error":"#REF!"}},{"$f":"IF($BC62=\"\",\"\",IF(#REF!>$BB$30,\"\",IF($BA62-#REF!<=0,\"\",(0.6*($BB$40/144)*(2*32.2*($BA62-#REF!))^0.5))))","v":{"$error":"#REF!"}},{"$f":"IF($BC62=\"\",\"\",IF(#REF!>$BB$30,\"\",IF($BA62-#REF!<=0,\"\",(0.6*($BB$40/144)*(2*32.2*($BA62-#REF!))^0.5))))","v":{"$error":"#REF!"}},{"$f":"IF($BC62=\"\",\"\",IF(#REF!>$BB$30,\"\",IF($BA62-#REF!<=0,\"\",(0.6*($BB$40/144)*(2*32.2*($BA62-#REF!))^0.5))))","v":{"$error":"#REF!"}},{"$f":"IF($BC62=\"\",\"\",IF(#REF!>$BB$30,\"\",IF($BA62-#REF!<=0,\"\",(0.6*($BB$40/144)*(2*32.2*($BA62-#REF!))^0.5))))","v":{"$error":"#REF!"}},{"$f":"IF($BC62=\"\",\"\",IF(#REF!>$BB$30,\"\",IF($BA62-#REF!<=0,\"\",(0.6*($BB$40/144)*(2*32.2*($BA62-#REF!))^0.5))))","v":{"$error":"#REF!"}},{"$f":"IF($BC62=\"\",\"\",IF(#REF!>$BB$30,\"\",IF($BA62-#REF!<=0,\"\",(0.6*($BB$40/144)*(2*32.2*($BA62-#REF!))^0.5))))","v":{"$error":"#REF!"}},{"$f":"IF($BC62=\"\",\"\",IF(#REF!>$BB$30,\"\",IF($BA62-#REF!<=0,\"\",(0.6*($BB$40/144)*(2*32.2*($BA62-#REF!))^0.5))))","v":{"$error":"#REF!"}},{"$f":"IF($BC62=\"\",\"\",IF(#REF!>$BB$30,\"\",IF($BA62-#REF!<=0,\"\",(0.6*($BB$40/144)*(2*32.2*($BA62-#REF!))^0.5))))","v":{"$error":"#REF!"}},{"$f":"IF($BC62=\"\",\"\",IF(#REF!>$BB$30,\"\",IF($BA62-#REF!<=0,\"\",(0.6*($BB$40/144)*(2*32.2*($BA62-#REF!))^0.5))))","v":{"$error":"#REF!"}},{"$f":"IF($BC62=\"\",\"\",IF(#REF!>$BB$30,\"\",IF($BA62-#REF!<=0,\"\",(0.6*($BB$40/144)*(2*32.2*($BA62-#REF!))^0.5))))","v":{"$error":"#REF!"}},{"$f":"IF($BC62=\"\",\"\",IF(#REF!>$BB$30,\"\",IF($BA62-#REF!<=0,\"\",(0.6*($BB$40/144)*(2*32.2*($BA62-#REF!))^0.5))))","v":{"$error":"#REF!"}},{"$f":"IF($BC62=\"\",\"\",IF(#REF!>$BB$30,\"\",IF($BA62-#REF!<=0,\"\",(0.6*($BB$40/144)*(2*32.2*($BA62-#REF!))^0.5))))","v":{"$error":"#REF!"}},{"$f":"IF($BC62=\"\",\"\",IF(#REF!>$BB$30,\"\",IF($BA62-#REF!<=0,\"\",(0.6*($BB$40/144)*(2*32.2*($BA62-#REF!))^0.5))))","v":{"$error":"#REF!"}},{"$f":"IF($BC62=\"\",\"\",IF(#REF!>$BB$30,\"\",IF($BA62-#REF!<=0,\"\",(0.6*($BB$40/144)*(2*32.2*($BA62-#REF!))^0.5))))","v":{"$error":"#REF!"}},{"$f":"IF($BC62=\"\",\"\",IF(#REF!>$BB$30,\"\",IF($BA62-#REF!<=0,\"\",(0.6*($BB$40/144)*(2*32.2*($BA62-#REF!))^0.5))))","v":{"$error":"#REF!"}},{"$f":"IF($BC62=\"\",\"\",IF(#REF!>$BB$30,\"\",IF($BA62-#REF!<=0,\"\",(0.6*($BB$40/144)*(2*32.2*($BA62-#REF!))^0.5))))","v":{"$error":"#REF!"}},{"$f":"IF($BC62=\"\",\"\",IF(#REF!>$BB$30,\"\",IF($BA62-#REF!<=0,\"\",(0.6*($BB$40/144)*(2*32.2*($BA62-#REF!))^0.5))))","v":{"$error":"#REF!"}},{"$f":"IF($BC62=\"\",\"\",IF(#REF!>$BB$30,\"\",IF($BA62-#REF!<=0,\"\",(0.6*($BB$40/144)*(2*32.2*($BA62-#REF!))^0.5))))","v":{"$error":"#REF!"}},{"$f":"IF($BC62=\"\",\"\",IF(#REF!>$BB$30,\"\",IF($BA62-#REF!<=0,\"\",(0.6*($BB$40/144)*(2*32.2*($BA62-#REF!))^0.5))))","v":{"$error":"#REF!"}},{"$f":"IF($BC62=\"\",\"\",IF(#REF!>$BB$30,\"\",IF($BA62-#REF!<=0,\"\",(0.6*($BB$40/144)*(2*32.2*($BA62-#REF!))^0.5))))","v":{"$error":"#REF!"}},{"$f":"IF($BC62=\"\",\"\",IF(#REF!>$BB$30,\"\",IF($BA62-#REF!<=0,\"\",(0.6*($BB$40/144)*(2*32.2*($BA62-#REF!))^0.5))))","v":{"$error":"#REF!"}},{"$f":"IF($BC62=\"\",\"\",IF(#REF!>$BB$30,\"\",IF($BA62-#REF!<=0,\"\",(0.6*($BB$40/144)*(2*32.2*($BA62-#REF!))^0.5))))","v":{"$error":"#REF!"}},{"$f":"IF($BC62=\"\",\"\",IF(#REF!>$BB$30,\"\",IF($BA62-#REF!<=0,\"\",(0.6*($BB$40/144)*(2*32.2*($BA62-#REF!))^0.5))))","v":{"$error":"#REF!"}},{"$f":"IF($BC62=\"\",\"\",IF(#REF!>$BB$30,\"\",IF($BA62-#REF!<=0,\"\",(0.6*($BB$40/144)*(2*32.2*($BA62-#REF!))^0.5))))","v":{"$error":"#REF!"}},{"$f":"IF($BC62=\"\",\"\",IF(#REF!>$BB$30,\"\",IF($BA62-#REF!<=0,\"\",(0.6*($BB$40/144)*(2*32.2*($BA62-#REF!))^0.5))))","v":{"$error":"#REF!"}},{"$error":"#REF!"},{"$error":"#REF!"}]
[null,null,"4.","Trash Rack for Perforated Plate",null,null,null,null,null,null,null,null,null,null,null,null,null,null,null,null,null,null,null,null,null,null,null,null,null,null,null,null,null,null,null,null,null,null,null,null,null,null,null,null,null,null,null,null,null,null,null,null,{"$error":"#REF!"},{"$f":"IF(BA63=\"\",\"\",(($L$30+2*$L$26*(BA63-#REF!))*($L$24*$L$30+2*$L$26*(BA63-#REF!))))","v":{"$error":"#REF!"}},{"$error":"#REF!"},{"$f":"IF($BC63=\"\",\"\",IF(#REF!>$BB$30,\"\",IF($BA63-#REF!<=0,\"\",(0.6*($BB$40/144)*(2*32.2*($BA63-#REF!))^0.5))))","v":{"$error":"#REF!"}},{"$f":"IF($BC63=\"\",\"\",IF(#REF!>$BB$30,\"\",IF($BA63-#REF!<=0,\"\",(0.6*($BB$40/144)*(2*32.2*($BA63-#REF!))^0.5))))","v":{"$error":"#REF!"}},{"$f":"IF($BC63=\"\",\"\",IF(#REF!>$BB$30,\"\",IF($BA63-#REF!<=0,\"\",(0.6*($BB$40/144)*(2*32.2*($BA63-#REF!))^0.5))))","v":{"$error":"#REF!"}},{"$f":"IF($BC63=\"\",\"\",IF(#REF!>$BB$30,\"\",IF($BA63-#REF!<=0,\"\",(0.6*($BB$40/144)*(2*32.2*($BA63-#REF!))^0.5))))","v":{"$error":"#REF!"}},{"$f":"IF($BC63=\"\",\"\",IF(#REF!>$BB$30,\"\",IF($BA63-#REF!<=0,\"\",(0.6*($BB$40/144)*(2*32.2*($BA63-#REF!))^0.5))))","v":{"$error":"#REF!"}},{"$f":"IF($BC63=\"\",\"\",IF(#REF!>$BB$30,\"\",IF($BA63-#REF!<=0,\"\",(0.6*($BB$40/144)*(2*32.2*($BA63-#REF!))^0.5))))","v":{"$error":"#REF!"}},{"$f":"IF($BC63=\"\",\"\",IF(#REF!>$BB$30,\"\",IF($BA63-#REF!<=0,\"\",(0.6*($BB$40/144)*(2*32.2*($BA63-#REF!))^0.5))))","v":{"$error":"#REF!"}},{"$f":"IF($BC63=\"\",\"\",IF(#REF!>$BB$30,\"\",IF($BA63-#REF!<=0,\"\",(0.6*($BB$40/144)*(2*32.2*($BA63-#REF!))^0.5))))","v":{"$error":"#REF!"}},{"$f":"IF($BC63=\"\",\"\",IF(#REF!>$BB$30,\"\",IF($BA63-#REF!<=0,\"\",(0.6*($BB$40/144)*(2*32.2*($BA63-#REF!))^0.5))))","v":{"$error":"#REF!"}},{"$f":"IF($BC63=\"\",\"\",IF(#REF!>$BB$30,\"\",IF($BA63-#REF!<=0,\"\",(0.6*($BB$40/144)*(2*32.2*($BA63-#REF!))^0.5))))","v":{"$error":"#REF!"}},{"$f":"IF($BC63=\"\",\"\",IF(#REF!>$BB$30,\"\",IF($BA63-#REF!<=0,\"\",(0.6*($BB$40/144)*(2*32.2*($BA63-#REF!))^0.5))))","v":{"$error":"#REF!"}},{"$f":"IF($BC63=\"\",\"\",IF(#REF!>$BB$30,\"\",IF($BA63-#REF!<=0,\"\",(0.6*($BB$40/144)*(2*32.2*($BA63-#REF!))^0.5))))","v":{"$error":"#REF!"}},{"$f":"IF($BC63=\"\",\"\",IF(#REF!>$BB$30,\"\",IF($BA63-#REF!<=0,\"\",(0.6*($BB$40/144)*(2*32.2*($BA63-#REF!))^0.5))))","v":{"$error":"#REF!"}},{"$f":"IF($BC63=\"\",\"\",IF(#REF!>$BB$30,\"\",IF($BA63-#REF!<=0,\"\",(0.6*($BB$40/144)*(2*32.2*($BA63-#REF!))^0.5))))","v":{"$error":"#REF!"}},{"$f":"IF($BC63=\"\",\"\",IF(#REF!>$BB$30,\"\",IF($BA63-#REF!<=0,\"\",(0.6*($BB$40/144)*(2*32.2*($BA63-#REF!))^0.5))))","v":{"$error":"#REF!"}},{"$f":"IF($BC63=\"\",\"\",IF(#REF!>$BB$30,\"\",IF($BA63-#REF!<=0,\"\",(0.6*($BB$40/144)*(2*32.2*($BA63-#REF!))^0.5))))","v":{"$error":"#REF!"}},{"$f":"IF($BC63=\"\",\"\",IF(#REF!>$BB$30,\"\",IF($BA63-#REF!<=0,\"\",(0.6*($BB$40/144)*(2*32.2*($BA63-#REF!))^0.5))))","v":{"$error":"#REF!"}},{"$f":"IF($BC63=\"\",\"\",IF(#REF!>$BB$30,\"\",IF($BA63-#REF!<=0,\"\",(0.6*($BB$40/144)*(2*32.2*($BA63-#REF!))^0.5))))","v":{"$error":"#REF!"}},{"$f":"IF($BC63=\"\",\"\",IF(#REF!>$BB$30,\"\",IF($BA63-#REF!<=0,\"\",(0.6*($BB$40/144)*(2*32.2*($BA63-#REF!))^0.5))))","v":{"$error":"#REF!"}},{"$f":"IF($BC63=\"\",\"\",IF(#REF!>$BB$30,\"\",IF($BA63-#REF!<=0,\"\",(0.6*($BB$40/144)*(2*32.2*($BA63-#REF!))^0.5))))","v":{"$error":"#REF!"}},{"$f":"IF($BC63=\"\",\"\",IF(#REF!>$BB$30,\"\",IF($BA63-#REF!<=0,\"\",(0.6*($BB$40/144)*(2*32.2*($BA63-#REF!))^0.5))))","v":{"$error":"#REF!"}},{"$f":"IF($BC63=\"\",\"\",IF(#REF!>$BB$30,\"\",IF($BA63-#REF!<=0,\"\",(0.6*($BB$40/144)*(2*32.2*($BA63-#REF!))^0.5))))","v":{"$error":"#REF!"}},{"$f":"IF($BC63=\"\",\"\",IF(#REF!>$BB$30,\"\",IF($BA63-#REF!<=0,\"\",(0.6*($BB$40/144)*(2*32.2*($BA63-#REF!))^0.5))))","v":{"$error":"#REF!"}},{"$f":"IF($BC63=\"\",\"\",IF(#REF!>$BB$30,\"\",IF($BA63-#REF!<=0,\"\",(0.6*($BB$40/144)*(2*32.2*($BA63-#REF!))^0.5))))","v":{"$error":"#REF!"}},{"$f":"IF($BC63=\"\",\"\",IF(#REF!>$BB$30,\"\",IF($BA63-#REF!<=0,\"\",(0.6*($BB$40/144)*(2*32.2*($BA63-#REF!))^0.5))))","v":{"$error":"#REF!"}},{"$f":"IF($BC63=\"\",\"\",IF(#REF!>$BB$30,\"\",IF($BA63-#REF!<=0,\"\",(0.6*($BB$40/144)*(2*32.2*($BA63-#REF!))^0.5))))","v":{"$error":"#REF!"}},{"$f":"IF($BC63=\"\",\"\",IF(#REF!>$BB$30,\"\",IF($BA63-#REF!<=0,\"\",(0.6*($BB$40/144)*(2*32.2*($BA63-#REF!))^0.5))))","v":{"$error":"#REF!"}},{"$f":"IF($BC63=\"\",\"\",IF(#REF!>$BB$30,\"\",IF($BA63-#REF!<=0,\"\",(0.6*($BB$40/144)*(2*32.2*($BA63-#REF!))^0.5))))","v":{"$error":"#REF!"}},{"$f":"IF($BC63=\"\",\"\",IF(#REF!>$BB$30,\"\",IF($BA63-#REF!<=0,\"\",(0.6*($BB$40/144)*(2*32.2*($BA63-#REF!))^0.5))))","v":{"$error":"#REF!"}},{"$f":"IF($BC63=\"\",\"\",IF(#REF!>$BB$30,\"\",IF($BA63-#REF!<=0,\"\",(0.6*($BB$40/144)*(2*32.2*($BA63-#REF!))^0.5))))","v":{"$error":"#REF!"}},{"$error":"#REF!"},{"$error":"#REF!"}]
[null,null,null,null,null,null,null,null,null,null,null,null,null,null,null,null,null,null,null,null,null,null,null,null,null,null,null,null,null,null,null,null,null,null,null,null,null,null,null,null,null,null,null,null,null,null,null,null,null,null,null,null,{"$error":"#REF!"},{"$f":"IF(BA64=\"\",\"\",(($L$30+2*$L$26*(BA64-#REF!))*($L$24*$L$30+2*$L$26*(BA64-#REF!))))","v":{"$error":"#REF!"}},{"$error":"#REF!"},{"$f":"IF($BC64=\"\",\"\",IF(#REF!>$BB$30,\"\",IF($BA64-#REF!<=0,\"\",(0.6*($BB$40/144)*(2*32.2*($BA64-#REF!))^0.5))))","v":{"$error":"#REF!"}},{"$f":"IF($BC64=\"\",\"\",IF(#REF!>$BB$30,\"\",IF($BA64-#REF!<=0,\"\",(0.6*($BB$40/144)*(2*32.2*($BA64-#REF!))^0.5))))","v":{"$error":"#REF!"}},{"$f":"IF($BC64=\"\",\"\",IF(#REF!>$BB$30,\"\",IF($BA64-#REF!<=0,\"\",(0.6*($BB$40/144)*(2*32.2*($BA64-#REF!))^0.5))))","v":{"$error":"#REF!"}},{"$f":"IF($BC64=\"\",\"\",IF(#REF!>$BB$30,\"\",IF($BA64-#REF!<=0,\"\",(0.6*($BB$40/144)*(2*32.2*($BA64-#REF!))^0.5))))","v":{"$error":"#REF!"}},{"$f":"IF($BC64=\"\",\"\",IF(#REF!>$BB$30,\"\",IF($BA64-#REF!<=0,\"\",(0.6*($BB$40/144)*(2*32.2*($BA64-#REF!))^0.5))))","v":{"$error":"#REF!"}},{"$f":"IF($BC64=\"\",\"\",IF(#REF!>$BB$30,\"\",IF($BA64-#REF!<=0,\"\",(0.6*($BB$40/144)*(2*32.2*($BA64-#REF!))^0.5))))","v":{"$error":"#REF!"}},{"$f":"IF($BC64=\"\",\"\",IF(#REF!>$BB$30,\"\",IF($BA64-#REF!<=0,\"\",(0.6*($BB$40/144)*(2*32.2*($BA64-#REF!))^0.5))))","v":{"$error":"#REF!"}},{"$f":"IF($BC64=\"\",\"\",IF(#REF!>$BB$30,\"\",IF($BA64-#REF!<=0,\"\",(0.6*($BB$40/144)*(2*32.2*($BA64-#REF!))^0.5))))","v":{"$error":"#REF!"}},{"$f":"IF($BC64=\"\",\"\",IF(#REF!>$BB$30,\"\",IF($BA64-#REF!<=0,\"\",(0.6*($BB$40/144)*(2*32.2*($BA64-#REF!))^0.5))))","v":{"$error":"#REF!"}},{"$f":"IF($BC64=\"\",\"\",IF(#REF!>$BB$30,\"\",IF($BA64-#REF!<=0,\"\",(0.6*($BB$40/144)*(2*32.2*($BA64-#REF!))^0.5))))","v":{"$error":"#REF!"}},{"$f":"IF($BC64=\"\",\"\",IF(#REF!>$BB$30,\"\",IF($BA64-#REF!<=0,\"\",(0.6*($BB$40/144)*(2*32.2*($BA64-#REF!))^0.5))))","v":{"$error":"#REF!"}},{"$f":"IF($BC64=\"\",\"\",IF(#REF!>$BB$30,\"\",IF($BA64-#REF!<=0,\"\",(0.6*($BB$40/144)*(2*32.2*($BA64-#REF!))^0.5))))","v":{"$error":"#REF!"}},{"$f":"IF($BC64=\"\",\"\",IF(#REF!>$BB$30,\"\",IF($BA64-#REF!<=0,\"\",(0.6*($BB$40/144)*(2*32.2*($BA64-#REF!))^0.5))))","v":{"$error":"#REF!"}},{"$f":"IF($BC64=\"\",\"\",IF(#REF!>$BB$30,\"\",IF($BA64-#REF!<=0,\"\",(0.6*($BB$40/144)*(2*32.2*($BA64-#REF!))^0.5))))","v":{"$error":"#REF!"}},{"$f":"IF($BC64=\"\",\"\",IF(#REF!>$BB$30,\"\",IF($BA64-#REF!<=0,\"\",(0.6*($BB$40/144)*(2*32.2*($BA64-#REF!))^0.5))))","v":{"$error":"#REF!"}},{"$f":"IF($BC64=\"\",\"\",IF(#REF!>$BB$30,\"\",IF($BA64-#REF!<=0,\"\",(0.6*($BB$40/144)*(2*32.2*($BA64-#REF!))^0.5))))","v":{"$error":"#REF!"}},{"$f":"IF($BC64=\"\",\"\",IF(#REF!>$BB$30,\"\",IF($BA64-#REF!<=0,\"\",(0.6*($BB$40/144)*(2*32.2*($BA64-#REF!))^0.5))))","v":{"$error":"#REF!"}},{"$f":"IF($BC64=\"\",\"\",IF(#REF!>$BB$30,\"\",IF($BA64-#REF!<=0,\"\",(0.6*($BB$40/144)*(2*32.2*($BA64-#REF!))^0.5))))","v":{"$error":"#REF!"}},{"$f":"IF($BC64=\"\",\"\",IF(#REF!>$BB$30,\"\",IF($BA64-#REF!<=0,\"\",(0.6*($BB$40/144)*(2*32.2*($BA64-#REF!))^0.5))))","v":{"$error":"#REF!"}},{"$f":"IF($BC64=\"\",\"\",IF(#REF!>$BB$30,\"\",IF($BA64-#REF!<=0,\"\",(0.6*($BB$40/144)*(2*32.2*($BA64-#REF!))^0.5))))","v":{"$error":"#REF!"}},{"$f":"IF($BC64=\"\",\"\",IF(#REF!>$BB$30,\"\",IF($BA64-#REF!<=0,\"\",(0.6*($BB$40/144)*(2*32.2*($BA64-#REF!))^0.5))))","v":{"$error":"#REF!"}},{"$f":"IF($BC64=\"\",\"\",IF(#REF!>$BB$30,\"\",IF($BA64-#REF!<=0,\"\",(0.6*($BB$40/144)*(2*32.2*($BA64-#REF!))^0.5))))","v":{"$error":"#REF!"}},{"$f":"IF($BC64=\"\",\"\",IF(#REF!>$BB$30,\"\",IF($BA64-#REF!<=0,\"\",(0.6*($BB$40/144)*(2*32.2*($BA64-#REF!))^0.5))))","v":{"$error":"#REF!"}},{"$f":"IF($BC64=\"\",\"\",IF(#REF!>$BB$30,\"\",IF($BA64-#REF!<=0,\"\",(0.6*($BB$40/144)*(2*32.2*($BA64-#REF!))^0.5))))","v":{"$error":"#REF!"}},{"$f":"IF($BC64=\"\",\"\",IF(#REF!>$BB$30,\"\",IF($BA64-#REF!<=0,\"\",(0.6*($BB$40/144)*(2*32.2*($BA64-#REF!))^0.5))))","v":{"$error":"#REF!"}},{"$f":"IF($BC64=\"\",\"\",IF(#REF!>$BB$30,\"\",IF($BA64-#REF!<=0,\"\",(0.6*($BB$40/144)*(2*32.2*($BA64-#REF!))^0.5))))","v":{"$error":"#REF!"}},{"$f":"IF($BC64=\"\",\"\",IF(#REF!>$BB$30,\"\",IF($BA64-#REF!<=0,\"\",(0.6*($BB$40/144)*(2*32.2*($BA64-#REF!))^0.5))))","v":{"$error":"#REF!"}},{"$f":"IF($BC64=\"\",\"\",IF(#REF!>$BB$30,\"\",IF($BA64-#REF!<=0,\"\",(0.6*($BB$40/144)*(2*32.2*($BA64-#REF!))^0.5))))","v":{"$error":"#REF!"}},{"$f":"IF($BC64=\"\",\"\",IF(#REF!>$BB$30,\"\",IF($BA64-#REF!<=0,\"\",(0.6*($BB$40/144)*(2*32.2*($BA64-#REF!))^0.5))))","v":{"$error":"#REF!"}},{"$f":"IF($BC64=\"\",\"\",IF(#REF!>$BB$30,\"\",IF($BA64-#REF!<=0,\"\",(0.6*($BB$40/144)*(2*32.2*($BA64-#REF!))^0.5))))","v":{"$error":"#REF!"}},{"$error":"#REF!"},{"$error":"#REF!"}]
[null,null,null,"A)  Needed Open Area: At = 0.5 * (Figure WQ-4 Value) * Aot ",null,null,null,null,null,null,"At =",null,"square inches",null,null,null,null,null,null,null,null,null,null,null,null,null,null,null,null,null,null,null,null,null,null,null,null,null,null,null,null,null,null,null,null,null,null,null,null,null,null,null,{"$error":"#REF!"},{"$f":"IF(BA65=\"\",\"\",(($L$30+2*$L$26*(BA65-#REF!))*($L$24*$L$30+2*$L$26*(BA65-#REF!))))","v":{"$error":"#REF!"}},{"$error":"#REF!"},{"$f":"IF($BC65=\"\",\"\",IF(#REF!>$BB$30,\"\",IF($BA65-#REF!<=0,\"\",(0.6*($BB$40/144)*(2*32.2*($BA65-#REF!))^0.5))))","v":{"$error":"#REF!"}},{"$f":"IF($BC65=\"\",\"\",IF(#REF!>$BB$30,\"\",IF($BA65-#REF!<=0,\"\",(0.6*($BB$40/144)*(2*32.2*($BA65-#REF!))^0.5))))","v":{"$error":"#REF!"}},{"$f":"IF($BC65=\"\",\"\",IF(#REF!>$BB$30,\"\",IF($BA65-#REF!<=0,\"\",(0.6*($BB$40/144)*(2*32.2*($BA65-#REF!))^0.5))))","v":{"$error":"#REF!"}},{"$f":"IF($BC65=\"\",\"\",IF(#REF!>$BB$30,\"\",IF($BA65-#REF!<=0,\"\",(0.6*($BB$40/144)*(2*32.2*($BA65-#REF!))^0.5))))","v":{"$error":"#REF!"}},{"$f":"IF($BC65=\"\",\"\",IF(#REF!>$BB$30,\"\",IF($BA65-#REF!<=0,\"\",(0.6*($BB$40/144)*(2*32.2*($BA65-#REF!))^0.5))))","v":{"$error":"#REF!"}},{"$f":"IF($BC65=\"\",\"\",IF(#REF!>$BB$30,\"\",IF($BA65-#REF!<=0,\"\",(0.6*($BB$40/144)*(2*32.2*($BA65-#REF!))^0.5))))","v":{"$error":"#REF!"}},{"$f":"IF($BC65=\"\",\"\",IF(#REF!>$BB$30,\"\",IF($BA65-#REF!<=0,\"\",(0.6*($BB$40/144)*(2*32.2*($BA65-#REF!))^0.5))))","v":{"$error":"#REF!"}},{"$f":"IF($BC65=\"\",\"\",IF(#REF!>$BB$30,\"\",IF($BA65-#REF!<=0,\"\",(0.6*($BB$40/144)*(2*32.2*($BA65-#REF!))^0.5))))","v":{"$error":"#REF!"}},{"$f":"IF($BC65=\"\",\"\",IF(#REF!>$BB$30,\"\",IF($BA65-#REF!<=0,\"\",(0.6*($BB$40/144)*(2*32.2*($BA65-#REF!))^0.5))))","v":{"$error":"#REF!"}},{"$f":"IF($BC65=\"\",\"\",IF(#REF!>$BB$30,\"\",IF($BA65-#REF!<=0,\"\",(0.6*($BB$40/144)*(2*32.2*($BA65-#REF!))^0.5))))","v":{"$error":"#REF!"}},{"$f":"IF($BC65=\"\",\"\",IF(#REF!>$BB$30,\"\",IF($BA65-#REF!<=0,\"\",(0.6*($BB$40/144)*(2*32.2*($BA65-#REF!))^0.5))))","v":{"$error":"#REF!"}},{"$f":"IF($BC65=\"\",\"\",IF(#REF!>$BB$30,\"\",IF($BA65-#REF!<=0,\"\",(0.6*($BB$40/144)*(2*32.2*($BA65-#REF!))^0.5))))","v":{"$error":"#REF!"}},{"$f":"IF($BC65=\"\",\"\",IF(#REF!>$BB$30,\"\",IF($BA65-#REF!<=0,\"\",(0.6*($BB$40/144)*(2*32.2*($BA65-#REF!))^0.5))))","v":{"$error":"#REF!"}},{"$f":"IF($BC65=\"\",\"\",IF(#REF!>$BB$30,\"\",IF($BA65-#REF!<=0,\"\",(0.6*($BB$40/144)*(2*32.2*($BA65-#REF!))^0.5))))","v":{"$error":"#REF!"}},{"$f":"IF($BC65=\"\",\"\",IF(#REF!>$BB$30,\"\",IF($BA65-#REF!<=0,\"\",(0.6*($BB$40/144)*(2*32.2*($BA65-#REF!))^0.5))))","v":{"$error":"#REF!"}},{"$f":"IF($BC65=\"\",\"\",IF(#REF!>$BB$30,\"\",IF($BA65-#REF!<=0,\"\",(0.6*($BB$40/144)*(2*32.2*($BA65-#REF!))^0.5))))","v":{"$error":"#REF!"}},{"$f":"IF($BC65=\"\",\"\",IF(#REF!>$BB$30,\"\",IF($BA65-#REF!<=0,\"\",(0.6*($BB$40/144)*(2*32.2*($BA65-#REF!))^0.5))))","v":{"$error":"#REF!"}},{"$f":"IF($BC65=\"\",\"\",IF(#REF!>$BB$30,\"\",IF($BA65-#REF!<=0,\"\",(0.6*($BB$40/144)*(2*32.2*($BA65-#REF!))^0.5))))","v":{"$error":"#REF!"}},{"$f":"IF($BC65=\"\",\"\",IF(#REF!>$BB$30,\"\",IF($BA65-#REF!<=0,\"\",(0.6*($BB$40/144)*(2*32.2*($BA65-#REF!))^0.5))))","v":{"$error":"#REF!"}},{"$f":"IF($BC65=\"\",\"\",IF(#REF!>$BB$30,\"\",IF($BA65-#REF!<=0,\"\",(0.6*($BB$40/144)*(2*32.2*($BA65-#REF!))^0.5))))","v":{"$error":"#REF!"}},{"$f":"IF($BC65=\"\",\"\",IF(#REF!>$BB$30,\"\",IF($BA65-#REF!<=0,\"\",(0.6*($BB$40/144)*(2*32.2*($BA65-#REF!))^0.5))))","v":{"$error":"#REF!"}},{"$f":"IF($BC65=\"\",\"\",IF(#REF!>$BB$30,\"\",IF($BA65-#REF!<=0,\"\",(0.6*($BB$40/144)*(2*32.2*($BA65-#REF!))^0.5))))","v":{"$error":"#REF!"}},{"$f":"IF($BC65=\"\",\"\",IF(#REF!>$BB$30,\"\",IF($BA65-#REF!<=0,\"\",(0.6*($BB$40/144)*(2*32.2*($BA65-#REF!))^0.5))))","v":{"$error":"#REF!"}},{"$f":"IF($BC65=\"\",\"\",IF(#REF!>$BB$30,\"\",IF($BA65-#REF!<=0,\"\",(0.6*($BB$40/144)*(2*32.2*($BA65-#REF!))^0.5))))","v":{"$error":"#REF!"}},{"$f":"IF($BC65=\"\",\"\",IF(#REF!>$BB$30,\"\",IF($BA65-#REF!<=0,\"\",(0.6*($BB$40/144)*(2*32.2*($BA65-#REF!))^0.5))))","v":{"$error":"#REF!"}},{"$f":"IF($BC65=\"\",\"\",IF(#REF!>$BB$30,\"\",IF($BA65-#REF!<=0,\"\",(0.6*($BB$40/144)*(2*32.2*($BA65-#REF!))^0.5))))","v":{"$error":"#REF!"}},{"$f":"IF($BC65=\"\",\"\",IF(#REF!>$BB$30,\"\",IF($BA65-#REF!<=0,\"\",(0.6*($BB$40/144)*(2*32.2*($BA65-#REF!))^0.5))))","v":{"$error":"#REF!"}},{"$f":"IF($BC65=\"\",\"\",IF(#REF!>$BB$30,\"\",IF($BA65-#REF!<=0,\"\",(0.6*($BB$40/144)*(2*32.2*($BA65-#REF!))^0.5))))","v":{"$error":"#REF!"}},{"$f":"IF($BC65=\"\",\"\",IF(#REF!>$BB$30,\"\",IF($BA65-#REF!<=0,\"\",(0.6*($BB$40/144)*(2*32.2*($BA65-#REF!))^0.5))))","v":{"$error":"#REF!"}},{"$f":"IF($BC65=\"\",\"\",IF(#REF!>$BB$30,\"\",IF($BA65-#REF!<=0,\"\",(0.6*($BB$40/144)*(2*32.2*($BA65-#REF!))^0.5))))","v":{"$error":"#REF!"}},{"$error":"#REF!"},{"$error":"#REF!"}]
[null,null,null,"    (Factor of 0.5 accounts for variable innundation of the outlet perforations)",null,null,null,null,null,null,null,null,null,null,null,null,null,null,null,null,null,null,null,null,null,null,null,null,null,null,null,null,null,null,null,null,null,null,null,null,null,null,null,null,null,null,null,null,null,null,null,null,{"$error":"#REF!"},{"$f":"IF(BA66=\"\",\"\",(($L$30+2*$L$26*(BA66-#REF!))*($L$24*$L$30+2*$L$26*(BA66-#REF!))))","v":{"$error":"#REF!"}},{"$error":"#REF!"},{"$f":"IF($BC66=\"\",\"\",IF(#REF!>$BB$30,\"\",IF($BA66-#REF!<=0,\"\",(0.6*($BB$40/144)*(2*32.2*($BA66-#REF!))^0.5))))","v":{"$error":"#REF!"}},{"$f":"IF($BC66=\"\",\"\",IF(#REF!>$BB$30,\"\",IF($BA66-#REF!<=0,\"\",(0.6*($BB$40/144)*(2*32.2*($BA66-#REF!))^0.5))))","v":{"$error":"#REF!"}},{"$f":"IF($BC66=\"\",\"\",IF(#REF!>$BB$30,\"\",IF($BA66-#REF!<=0,\"\",(0.6*($BB$40/144)*(2*32.2*($BA66-#REF!))^0.5))))","v":{"$error":"#REF!"}},{"$f":"IF($BC66=\"\",\"\",IF(#REF!>$BB$30,\"\",IF($BA66-#REF!<=0,\"\",(0.6*($BB$40/144)*(2*32.2*($BA66-#REF!))^0.5))))","v":{"$error":"#REF!"}},{"$f":"IF($BC66=\"\",\"\",IF(#REF!>$BB$30,\"\",IF($BA66-#REF!<=0,\"\",(0.6*($BB$40/144)*(2*32.2*($BA66-#REF!))^0.5))))","v":{"$error":"#REF!"}},{"$f":"IF($BC66=\"\",\"\",IF(#REF!>$BB$30,\"\",IF($BA66-#REF!<=0,\"\",(0.6*($BB$40/144)*(2*32.2*($BA66-#REF!))^0.5))))","v":{"$error":"#REF!"}},{"$f":"IF($BC66=\"\",\"\",IF(#REF!>$BB$30,\"\",IF($BA66-#REF!<=0,\"\",(0.6*($BB$40/144)*(2*32.2*($BA66-#REF!))^0.5))))","v":{"$error":"#REF!"}},{"$f":"IF($BC66=\"\",\"\",IF(#REF!>$BB$30,\"\",IF($BA66-#REF!<=0,\"\",(0.6*($BB$40/144)*(2*32.2*($BA66-#REF!))^0.5))))","v":{"$error":"#REF!"}},{"$f":"IF($BC66=\"\",\"\",IF(#REF!>$BB$30,\"\",IF($BA66-#REF!<=0,\"\",(0.6*($BB$40/144)*(2*32.2*($BA66-#REF!))^0.5))))","v":{"$error":"#REF!"}},{"$f":"IF($BC66=\"\",\"\",IF(#REF!>$BB$30,\"\",IF($BA66-#REF!<=0,\"\",(0.6*($BB$40/144)*(2*32.2*($BA66-#REF!))^0.5))))","v":{"$error":"#REF!"}},{"$f":"IF($BC66=\"\",\"\",IF(#REF!>$BB$30,\"\",IF($BA66-#REF!<=0,\"\",(0.6*($BB$40/144)*(2*32.2*($BA66-#REF!))^0.5))))","v":{"$error":"#REF!"}},{"$f":"IF($BC66=\"\",\"\",IF(#REF!>$BB$30,\"\",IF($BA66-#REF!<=0,\"\",(0.6*($BB$40/144)*(2*32.2*($BA66-#REF!))^0.5))))","v":{"$error":"#REF!"}},{"$f":"IF($BC66=\"\",\"\",IF(#REF!>$BB$30,\"\",IF($BA66-#REF!<=0,\"\",(0.6*($BB$40/144)*(2*32.2*($BA66-#REF!))^0.5))))","v":{"$error":"#REF!"}},{"$f":"IF($BC66=\"\",\"\",IF(#REF!>$BB$30,\"\",IF($BA66-#REF!<=0,\"\",(0.6*($BB$40/144)*(2*32.2*($BA66-#REF!))^0.5))))","v":{"$error":"#REF!"}},{"$f":"IF($BC66=\"\",\"\",IF(#REF!>$BB$30,\"\",IF($BA66-#REF!<=0,\"\",(0.6*($BB$40/144)*(2*32.2*($BA66-#REF!))^0.5))))","v":{"$error":"#REF!"}},{"$f":"IF($BC66=\"\",\"\",IF(#REF!>$BB$30,\"\",IF($BA66-#REF!<=0,\"\",(0.6*($BB$40/144)*(2*32.2*($BA66-#REF!))^0.5))))","v":{"$error":"#REF!"}},{"$f":"IF($BC66=\"\",\"\",IF(#REF!>$BB$30,\"\",IF($BA66-#REF!<=0,\"\",(0.6*($BB$40/144)*(2*32.2*($BA66-#REF!))^0.5))))","v":{"$error":"#REF!"}},{"$f":"IF($BC66=\"\",\"\",IF(#REF!>$BB$30,\"\",IF($BA66-#REF!<=0,\"\",(0.6*($BB$40/144)*(2*32.2*($BA66-#REF!))^0.5))))","v":{"$error":"#REF!"}},{"$f":"IF($BC66=\"\",\"\",IF(#REF!>$BB$30,\"\",IF($BA66-#REF!<=0,\"\",(0.6*($BB$40/144)*(2*32.2*($BA66-#REF!))^0.5))))","v":{"$error":"#REF!"}},{"$f":"IF($BC66=\"\",\"\",IF(#REF!>$BB$30,\"\",IF($BA66-#REF!<=0,\"\",(0.6*($BB$40/144)*(2*32.2*($BA66-#REF!))^0.5))))","v":{"$error":"#REF!"}},{"$f":"IF($BC66=\"\",\"\",IF(#REF!>$BB$30,\"\",IF($BA66-#REF!<=0,\"\",(0.6*($BB$40/144)*(2*32.2*($BA66-#REF!))^0.5))))","v":{"$error":"#REF!"}},{"$f":"IF($BC66=\"\",\"\",IF(#REF!>$BB$30,\"\",IF($BA66-#REF!<=0,\"\",(0.6*($BB$40/144)*(2*32.2*($BA66-#REF!))^0.5))))","v":{"$error":"#REF!"}},{"$f":"IF($BC66=\"\",\"\",IF(#REF!>$BB$30,\"\",IF($BA66-#REF!<=0,\"\",(0.6*($BB$40/144)*(2*32.2*($BA66-#REF!))^0.5))))","v":{"$error":"#REF!"}},{"$f":"IF($BC66=\"\",\"\",IF(#REF!>$BB$30,\"\",IF($BA66-#REF!<=0,\"\",(0.6*($BB$40/144)*(2*32.2*($BA66-#REF!))^0.5))))","v":{"$error":"#REF!"}},{"$f":"IF($BC66=\"\",\"\",IF(#REF!>$BB$30,\"\",IF($BA66-#REF!<=0,\"\",(0.6*($BB$40/144)*(2*32.2*($BA66-#REF!))^0.5))))","v":{"$error":"#REF!"}},{"$f":"IF($BC66=\"\",\"\",IF(#REF!>$BB$30,\"\",IF($BA66-#REF!<=0,\"\",(0.6*($BB$40/144)*(2*32.2*($BA66-#REF!))^0.5))))","v":{"$error":"#REF!"}},{"$f":"IF($BC66=\"\",\"\",IF(#REF!>$BB$30,\"\",IF($BA66-#REF!<=0,\"\",(0.6*($BB$40/144)*(2*32.2*($BA66-#REF!))^0.5))))","v":{"$error":"#REF!"}},{"$f":"IF($BC66=\"\",\"\",IF(#REF!>$BB$30,\"\",IF($BA66-#REF!<=0,\"\",(0.6*($BB$40/144)*(2*32.2*($BA66-#REF!))^0.5))))","v":{"$error":"#REF!"}},{"$f":"IF($BC66=\"\",\"\",IF(#REF!>$BB$30,\"\",IF($BA66-#REF!<=0,\"\",(0.6*($BB$40/144)*(2*32.2*($BA66-#REF!))^0.5))))","v":{"$error":"#REF!"}},{"$f":"IF($BC66=\"\",\"\",IF(#REF!>$BB$30,\"\",IF($BA66-#REF!<=0,\"\",(0.6*($BB$40/144)*(2*32.2*($BA66-#REF!))^0.5))))","v":{"$error":"#REF!"}},{"$error":"#REF!"},{"$error":"#REF!"}]
[null,null,null,null,null,null,null,null,null,null,null,null,null,null,null,null,null,null,null,null,null,null,null,null,null,null,null,null,null,null,null,null,null,null,null,null,null,null,null,null,null,null,null,null,null,null,null,null,null,null,null,null,{"$error":"#REF!"},{"$f":"IF(BA67=\"\",\"\",(($L$30+2*$L$26*(BA67-#REF!))*($L$24*$L$30+2*$L$26*(BA67-#REF!))))","v":{"$error":"#REF!"}},{"$error":"#REF!"},{"$f":"IF($BC67=\"\",\"\",IF(#REF!>$BB$30,\"\",IF($BA67-#REF!<=0,\"\",(0.6*($BB$40/144)*(2*32.2*($BA67-#REF!))^0.5))))","v":{"$error":"#REF!"}},{"$f":"IF($BC67=\"\",\"\",IF(#REF!>$BB$30,\"\",IF($BA67-#REF!<=0,\"\",(0.6*($BB$40/144)*(2*32.2*($BA67-#REF!))^0.5))))","v":{"$error":"#REF!"}},{"$f":"IF($BC67=\"\",\"\",IF(#REF!>$BB$30,\"\",IF($BA67-#REF!<=0,\"\",(0.6*($BB$40/144)*(2*32.2*($BA67-#REF!))^0.5))))","v":{"$error":"#REF!"}},{"$f":"IF($BC67=\"\",\"\",IF(#REF!>$BB$30,\"\",IF($BA67-#REF!<=0,\"\",(0.6*($BB$40/144)*(2*32.2*($BA67-#REF!))^0.5))))","v":{"$error":"#REF!"}},{"$f":"IF($BC67=\"\",\"\",IF(#REF!>$BB$30,\"\",IF($BA67-#REF!<=0,\"\",(0.6*($BB$40/144)*(2*32.2*($BA67-#REF!))^0.5))))","v":{"$error":"#REF!"}},{"$f":"IF($BC67=\"\",\"\",IF(#REF!>$BB$30,\"\",IF($BA67-#REF!<=0,\"\",(0.6*($BB$40/144)*(2*32.2*($BA67-#REF!))^0.5))))","v":{"$error":"#REF!"}},{"$f":"IF($BC67=\"\",\"\",IF(#REF!>$BB$30,\"\",IF($BA67-#REF!<=0,\"\",(0.6*($BB$40/144)*(2*32.2*($BA67-#REF!))^0.5))))","v":{"$error":"#REF!"}},{"$f":"IF($BC67=\"\",\"\",IF(#REF!>$BB$30,\"\",IF($BA67-#REF!<=0,\"\",(0.6*($BB$40/144)*(2*32.2*($BA67-#REF!))^0.5))))","v":{"$error":"#REF!"}},{"$f":"IF($BC67=\"\",\"\",IF(#REF!>$BB$30,\"\",IF($BA67-#REF!<=0,\"\",(0.6*($BB$40/144)*(2*32.2*($BA67-#REF!))^0.5))))","v":{"$error":"#REF!"}},{"$f":"IF($BC67=\"\",\"\",IF(#REF!>$BB$30,\"\",IF($BA67-#REF!<=0,\"\",(0.6*($BB$40/144)*(2*32.2*($BA67-#REF!))^0.5))))","v":{"$error":"#REF!"}},{"$f":"IF($BC67=\"\",\"\",IF(#REF!>$BB$30,\"\",IF($BA67-#REF!<=0,\"\",(0.6*($BB$40/144)*(2*32.2*($BA67-#REF!))^0.5))))","v":{"$error":"#REF!"}},{"$f":"IF($BC67=\"\",\"\",IF(#REF!>$BB$30,\"\",IF($BA67-#REF!<=0,\"\",(0.6*($BB$40/144)*(2*32.2*($BA67-#REF!))^0.5))))","v":{"$error":"#REF!"}},{"$f":"IF($BC67=\"\",\"\",IF(#REF!>$BB$30,\"\",IF($BA67-#REF!<=0,\"\",(0.6*($BB$40/144)*(2*32.2*($BA67-#REF!))^0.5))))","v":{"$error":"#REF!"}},{"$f":"IF($BC67=\"\",\"\",IF(#REF!>$BB$30,\"\",IF($BA67-#REF!<=0,\"\",(0.6*($BB$40/144)*(2*32.2*($BA67-#REF!))^0.5))))","v":{"$error":"#REF!"}},{"$f":"IF($BC67=\"\",\"\",IF(#REF!>$BB$30,\"\",IF($BA67-#REF!<=0,\"\",(0.6*($BB$40/144)*(2*32.2*($BA67-#REF!))^0.5))))","v":{"$error":"#REF!"}},{"$f":"IF($BC67=\"\",\"\",IF(#REF!>$BB$30,\"\",IF($BA67-#REF!<=0,\"\",(0.6*($BB$40/144)*(2*32.2*($BA67-#REF!))^0.5))))","v":{"$error":"#REF!"}},{"$f":"IF($BC67=\"\",\"\",IF(#REF!>$BB$30,\"\",IF($BA67-#REF!<=0,\"\",(0.6*($BB$40/144)*(2*32.2*($BA67-#REF!))^0.5))))","v":{"$error":"#REF!"}},{"$f":"IF($BC67=\"\",\"\",IF(#REF!>$BB$30,\"\",IF($BA67-#REF!<=0,\"\",(0.6*($BB$40/144)*(2*32.2*($BA67-#REF!))^0.5))))","v":{"$error":"#REF!"}},{"$f":"IF($BC67=\"\",\"\",IF(#REF!>$BB$30,\"\",IF($BA67-#REF!<=0,\"\",(0.6*($BB$40/144)*(2*32.2*($BA67-#REF!))^0.5))))","v":{"$error":"#REF!"}},{"$f":"IF($BC67=\"\",\"\",IF(#REF!>$BB$30,\"\",IF($BA67-#REF!<=0,\"\",(0.6*($BB$40/144)*(2*32.2*($BA67-#REF!))^0.5))))","v":{"$error":"#REF!"}},{"$f":"IF($BC67=\"\",\"\",IF(#REF!>$BB$30,\"\",IF($BA67-#REF!<=0,\"\",(0.6*($BB$40/144)*(2*32.2*($BA67-#REF!))^0.5))))","v":{"$error":"#REF!"}},{"$f":"IF($BC67=\"\",\"\",IF(#REF!>$BB$30,\"\",IF($BA67-#REF!<=0,\"\",(0.6*($BB$40/144)*(2*32.2*($BA67-#REF!))^0.5))))","v":{"$error":"#REF!"}},{"$f":"IF($BC67=\"\",\"\",IF(#REF!>$BB$30,\"\",IF($BA67-#REF!<=0,\"\",(0.6*($BB$40/144)*(2*32.2*($BA67-#REF!))^0.5))))","v":{"$error":"#REF!"}},{"$f":"IF($BC67=\"\",\"\",IF(#REF!>$BB$30,\"\",IF($BA67-#REF!<=0,\"\",(0.6*($BB$40/144)*(2*32.2*($BA67-#REF!))^0.5))))","v":{"$error":"#REF!"}},{"$f":"IF($BC67=\"\",\"\",IF(#REF!>$BB$30,\"\",IF($BA67-#REF!<=0,\"\",(0.6*($BB$40/144)*(2*32.2*($BA67-#REF!))^0.5))))","v":{"$error":"#REF!"}},{"$f":"IF($BC67=\"\",\"\",IF(#REF!>$BB$30,\"\",IF($BA67-#REF!<=0,\"\",(0.6*($BB$40/144)*(2*32.2*($BA67-#REF!))^0.5))))","v":{"$error":"#REF!"}},{"$f":"IF($BC67=\"\",\"\",IF(#REF!>$BB$30,\"\",IF($BA67-#REF!<=0,\"\",(0.6*($BB$40/144)*(2*32.2*($BA67-#REF!))^0.5))))","v":{"$error":"#REF!"}},{"$f":"IF($BC67=\"\",\"\",IF(#REF!>$BB$30,\"\",IF($BA67-#REF!<=0,\"\",(0.6*($BB$40/144)*(2*32.2*($BA67-#REF!))^0.5))))","v":{"$error":"#REF!"}},{"$f":"IF($BC67=\"\",\"\",IF(#REF!>$BB$30,\"\",IF($BA67-#REF!<=0,\"\",(0.6*($BB$40/144)*(2*32.2*($BA67-#REF!))^0.5))))","v":{"$error":"#REF!"}},{"$f":"IF($BC67=\"\",\"\",IF(#REF!>$BB$30,\"\",IF($BA67-#REF!<=0,\"\",(0.6*($BB$40/144)*(2*32.2*($BA67-#REF!))^0.5))))","v":{"$error":"#REF!"}},{"$error":"#REF!"},{"$error":"#REF!"}]
[null,null,null,"B)  Height of Trash Rack:  HTR ",null,{"$f":"IF(L28=\"\",\"\",\"(Min Height = Dwqcv + 24 inches = \"&CEILING((L28*12+24),1)&\" inches.)\")","v":""},null,null,null,null,"HTR =",null,"inches",null,null,null,null,null,null,null,null,null,null,null,null,null,null,null,null,null,null,null,null,null,null,null,null,null,null,null,null,null,null,null,null,null,null,null,null,null,null,null,{"$error":"#REF!"},{"$f":"IF(BA68=\"\",\"\",(($L$30+2*$L$26*(BA68-#REF!))*($L$24*$L$30+2*$L$26*(BA68-#REF!))))","v":{"$error":"#REF!"}},{"$error":"#REF!"},{"$f":"IF($BC68=\"\",\"\",IF(#REF!>$BB$30,\"\",IF($BA68-#REF!<=0,\"\",(0.6*($BB$40/144)*(2*32.2*($BA68-#REF!))^0.5))))","v":{"$error":"#REF!"}},{"$f":"IF($BC68=\"\",\"\",IF(#REF!>$BB$30,\"\",IF($BA68-#REF!<=0,\"\",(0.6*($BB$40/144)*(2*32.2*($BA68-#REF!))^0.5))))","v":{"$error":"#REF!"}},{"$f":"IF($BC68=\"\",\"\",IF(#REF!>$BB$30,\"\",IF($BA68-#REF!<=0,\"\",(0.6*($BB$40/144)*(2*32.2*($BA68-#REF!))^0.5))))","v":{"$error":"#REF!"}},{"$f":"IF($BC68=\"\",\"\",IF(#REF!>$BB$30,\"\",IF($BA68-#REF!<=0,\"\",(0.6*($BB$40/144)*(2*32.2*($BA68-#REF!))^0.5))))","v":{"$error":"#REF!"}},{"$f":"IF($BC68=\"\",\"\",IF(#REF!>$BB$30,\"\",IF($BA68-#REF!<=0,\"\",(0.6*($BB$40/144)*(2*32.2*($BA68-#REF!))^0.5))))","v":{"$error":"#REF!"}},{"$f":"IF($BC68=\"\",\"\",IF(#REF!>$BB$30,\"\",IF($BA68-#REF!<=0,\"\",(0.6*($BB$40/144)*(2*32.2*($BA68-#REF!))^0.5))))","v":{"$error":"#REF!"}},{"$f":"IF($BC68=\"\",\"\",IF(#REF!>$BB$30,\"\",IF($BA68-#REF!<=0,\"\",(0.6*($BB$40/144)*(2*32.2*($BA68-#REF!))^0.5))))","v":{"$error":"#REF!"}},{"$f":"IF($BC68=\"\",\"\",IF(#REF!>$BB$30,\"\",IF($BA68-#REF!<=0,\"\",(0.6*($BB$40/144)*(2*32.2*($BA68-#REF!))^0.5))))","v":{"$error":"#REF!"}},{"$f":"IF($BC68=\"\",\"\",IF(#REF!>$BB$30,\"\",IF($BA68-#REF!<=0,\"\",(0.6*($BB$40/144)*(2*32.2*($BA68-#REF!))^0.5))))","v":{"$error":"#REF!"}},{"$f":"IF($BC68=\"\",\"\",IF(#REF!>$BB$30,\"\",IF($BA68-#REF!<=0,\"\",(0.6*($BB$40/144)*(2*32.2*($BA68-#REF!))^0.5))))","v":{"$error":"#REF!"}},{"$f":"IF($BC68=\"\",\"\",IF(#REF!>$BB$30,\"\",IF($BA68-#REF!<=0,\"\",(0.6*($BB$40/144)*(2*32.2*($BA68-#REF!))^0.5))))","v":{"$error":"#REF!"}},{"$f":"IF($BC68=\"\",\"\",IF(#REF!>$BB$30,\"\",IF($BA68-#REF!<=0,\"\",(0.6*($BB$40/144)*(2*32.2*($BA68-#REF!))^0.5))))","v":{"$error":"#REF!"}},{"$f":"IF($BC68=\"\",\"\",IF(#REF!>$BB$30,\"\",IF($BA68-#REF!<=0,\"\",(0.6*($BB$40/144)*(2*32.2*($BA68-#REF!))^0.5))))","v":{"$error":"#REF!"}},{"$f":"IF($BC68=\"\",\"\",IF(#REF!>$BB$30,\"\",IF($BA68-#REF!<=0,\"\",(0.6*($BB$40/144)*(2*32.2*($BA68-#REF!))^0.5))))","v":{"$error":"#REF!"}},{"$f":"IF($BC68=\"\",\"\",IF(#REF!>$BB$30,\"\",IF($BA68-#REF!<=0,\"\",(0.6*($BB$40/144)*(2*32.2*($BA68-#REF!))^0.5))))","v":{"$error":"#REF!"}},{"$f":"IF($BC68=\"\",\"\",IF(#REF!>$BB$30,\"\",IF($BA68-#REF!<=0,\"\",(0.6*($BB$40/144)*(2*32.2*($BA68-#REF!))^0.5))))","v":{"$error":"#REF!"}},{"$f":"IF($BC68=\"\",\"\",IF(#REF!>$BB$30,\"\",IF($BA68-#REF!<=0,\"\",(0.6*($BB$40/144)*(2*32.2*($BA68-#REF!))^0.5))))","v":{"$error":"#REF!"}},{"$f":"IF($BC68=\"\",\"\",IF(#REF!>$BB$30,\"\",IF($BA68-#REF!<=0,\"\",(0.6*($BB$40/144)*(2*32.2*($BA68-#REF!))^0.5))))","v":{"$error":"#REF!"}},{"$f":"IF($BC68=\"\",\"\",IF(#REF!>$BB$30,\"\",IF($BA68-#REF!<=0,\"\",(0.6*($BB$40/144)*(2*32.2*($BA68-#REF!))^0.5))))","v":{"$error":"#REF!"}},{"$f":"IF($BC68=\"\",\"\",IF(#REF!>$BB$30,\"\",IF($BA68-#REF!<=0,\"\",(0.6*($BB$40/144)*(2*32.2*($BA68-#REF!))^0.5))))","v":{"$error":"#REF!"}},{"$f":"IF($BC68=\"\",\"\",IF(#REF!>$BB$30,\"\",IF($BA68-#REF!<=0,\"\",(0.6*($BB$40/144)*(2*32.2*($BA68-#REF!))^0.5))))","v":{"$error":"#REF!"}},{"$f":"IF($BC68=\"\",\"\",IF(#REF!>$BB$30,\"\",IF($BA68-#REF!<=0,\"\",(0.6*($BB$40/144)*(2*32.2*($BA68-#REF!))^0.5))))","v":{"$error":"#REF!"}},{"$f":"IF($BC68=\"\",\"\",IF(#REF!>$BB$30,\"\",IF($BA68-#REF!<=0,\"\",(0.6*($BB$40/144)*(2*32.2*($BA68-#REF!))^0.5))))","v":{"$error":"#REF!"}},{"$f":"IF($BC68=\"\",\"\",IF(#REF!>$BB$30,\"\",IF($BA68-#REF!<=0,\"\",(0.6*($BB$40/144)*(2*32.2*($BA68-#REF!))^0.5))))","v":{"$error":"#REF!"}},{"$f":"IF($BC68=\"\",\"\",IF(#REF!>$BB$30,\"\",IF($BA68-#REF!<=0,\"\",(0.6*($BB$40/144)*(2*32.2*($BA68-#REF!))^0.5))))","v":{"$error":"#REF!"}},{"$f":"IF($BC68=\"\",\"\",IF(#REF!>$BB$30,\"\",IF($BA68-#REF!<=0,\"\",(0.6*($BB$40/144)*(2*32.2*($BA68-#REF!))^0.5))))","v":{"$error":"#REF!"}},{"$f":"IF($BC68=\"\",\"\",IF(#REF!>$BB$30,\"\",IF($BA68-#REF!<=0,\"\",(0.6*($BB$40/144)*(2*32.2*($BA68-#REF!))^0.5))))","v":{"$error":"#REF!"}},{"$f":"IF($BC68=\"\",\"\",IF(#REF!>$BB$30,\"\",IF($BA68-#REF!<=0,\"\",(0.6*($BB$40/144)*(2*32.2*($BA68-#REF!))^0.5))))","v":{"$error":"#REF!"}},{"$f":"IF($BC68=\"\",\"\",IF(#REF!>$BB$30,\"\",IF($BA68-#REF!<=0,\"\",(0.6*($BB$40/144)*(2*32.2*($BA68-#REF!))^0.5))))","v":{"$error":"#REF!"}},{"$f":"IF($BC68=\"\",\"\",IF(#REF!>$BB$30,\"\",IF($BA68-#REF!<=0,\"\",(0.6*($BB$40/144)*(2*32.2*($BA68-#REF!))^0.5))))","v":{"$error":"#REF!"}},{"$error":"#REF!"},{"$error":"#REF!"}]
[null,null,null,null,null,null,null,null,null,null,null,null,null,null,null,null,null,null,null,null,null,null,null,null,null,null,null,null,null,null,null,null,null,null,null,null,null,null,null,null,null,null,null,null,null,null,null,null,null,null,null,null,{"$error":"#REF!"},{"$f":"IF(BA69=\"\",\"\",(($L$30+2*$L$26*(BA69-#REF!))*($L$24*$L$30+2*$L$26*(BA69-#REF!))))","v":{"$error":"#REF!"}},{"$error":"#REF!"},{"$f":"IF($BC69=\"\",\"\",IF(#REF!>$BB$30,\"\",IF($BA69-#REF!<=0,\"\",(0.6*($BB$40/144)*(2*32.2*($BA69-#REF!))^0.5))))","v":{"$error":"#REF!"}},{"$f":"IF($BC69=\"\",\"\",IF(#REF!>$BB$30,\"\",IF($BA69-#REF!<=0,\"\",(0.6*($BB$40/144)*(2*32.2*($BA69-#REF!))^0.5))))","v":{"$error":"#REF!"}},{"$f":"IF($BC69=\"\",\"\",IF(#REF!>$BB$30,\"\",IF($BA69-#REF!<=0,\"\",(0.6*($BB$40/144)*(2*32.2*($BA69-#REF!))^0.5))))","v":{"$error":"#REF!"}},{"$f":"IF($BC69=\"\",\"\",IF(#REF!>$BB$30,\"\",IF($BA69-#REF!<=0,\"\",(0.6*($BB$40/144)*(2*32.2*($BA69-#REF!))^0.5))))","v":{"$error":"#REF!"}},{"$f":"IF($BC69=\"\",\"\",IF(#REF!>$BB$30,\"\",IF($BA69-#REF!<=0,\"\",(0.6*($BB$40/144)*(2*32.2*($BA69-#REF!))^0.5))))","v":{"$error":"#REF!"}},{"$f":"IF($BC69=\"\",\"\",IF(#REF!>$BB$30,\"\",IF($BA69-#REF!<=0,\"\",(0.6*($BB$40/144)*(2*32.2*($BA69-#REF!))^0.5))))","v":{"$error":"#REF!"}},{"$f":"IF($BC69=\"\",\"\",IF(#REF!>$BB$30,\"\",IF($BA69-#REF!<=0,\"\",(0.6*($BB$40/144)*(2*32.2*($BA69-#REF!))^0.5))))","v":{"$error":"#REF!"}},{"$f":"IF($BC69=\"\",\"\",IF(#REF!>$BB$30,\"\",IF($BA69-#REF!<=0,\"\",(0.6*($BB$40/144)*(2*32.2*($BA69-#REF!))^0.5))))","v":{"$error":"#REF!"}},{"$f":"IF($BC69=\"\",\"\",IF(#REF!>$BB$30,\"\",IF($BA69-#REF!<=0,\"\",(0.6*($BB$40/144)*(2*32.2*($BA69-#REF!))^0.5))))","v":{"$error":"#REF!"}},{"$f":"IF($BC69=\"\",\"\",IF(#REF!>$BB$30,\"\",IF($BA69-#REF!<=0,\"\",(0.6*($BB$40/144)*(2*32.2*($BA69-#REF!))^0.5))))","v":{"$error":"#REF!"}},{"$f":"IF($BC69=\"\",\"\",IF(#REF!>$BB$30,\"\",IF($BA69-#REF!<=0,\"\",(0.6*($BB$40/144)*(2*32.2*($BA69-#REF!))^0.5))))","v":{"$error":"#REF!"}},{"$f":"IF($BC69=\"\",\"\",IF(#REF!>$BB$30,\"\",IF($BA69-#REF!<=0,\"\",(0.6*($BB$40/144)*(2*32.2*($BA69-#REF!))^0.5))))","v":{"$error":"#REF!"}},{"$f":"IF($BC69=\"\",\"\",IF(#REF!>$BB$30,\"\",IF($BA69-#REF!<=0,\"\",(0.6*($BB$40/144)*(2*32.2*($BA69-#REF!))^0.5))))","v":{"$error":"#REF!"}},{"$f":"IF($BC69=\"\",\"\",IF(#REF!>$BB$30,\"\",IF($BA69-#REF!<=0,\"\",(0.6*($BB$40/144)*(2*32.2*($BA69-#REF!))^0.5))))","v":{"$error":"#REF!"}},{"$f":"IF($BC69=\"\",\"\",IF(#REF!>$BB$30,\"\",IF($BA69-#REF!<=0,\"\",(0.6*($BB$40/144)*(2*32.2*($BA69-#REF!))^0.5))))","v":{"$error":"#REF!"}},{"$f":"IF($BC69=\"\",\"\",IF(#REF!>$BB$30,\"\",IF($BA69-#REF!<=0,\"\",(0.6*($BB$40/144)*(2*32.2*($BA69-#REF!))^0.5))))","v":{"$error":"#REF!"}},{"$f":"IF($BC69=\"\",\"\",IF(#REF!>$BB$30,\"\",IF($BA69-#REF!<=0,\"\",(0.6*($BB$40/144)*(2*32.2*($BA69-#REF!))^0.5))))","v":{"$error":"#REF!"}},{"$f":"IF($BC69=\"\",\"\",IF(#REF!>$BB$30,\"\",IF($BA69-#REF!<=0,\"\",(0.6*($BB$40/144)*(2*32.2*($BA69-#REF!))^0.5))))","v":{"$error":"#REF!"}},{"$f":"IF($BC69=\"\",\"\",IF(#REF!>$BB$30,\"\",IF($BA69-#REF!<=0,\"\",(0.6*($BB$40/144)*(2*32.2*($BA69-#REF!))^0.5))))","v":{"$error":"#REF!"}},{"$f":"IF($BC69=\"\",\"\",IF(#REF!>$BB$30,\"\",IF($BA69-#REF!<=0,\"\",(0.6*($BB$40/144)*(2*32.2*($BA69-#REF!))^0.5))))","v":{"$error":"#REF!"}},{"$f":"IF($BC69=\"\",\"\",IF(#REF!>$BB$30,\"\",IF($BA69-#REF!<=0,\"\",(0.6*($BB$40/144)*(2*32.2*($BA69-#REF!))^0.5))))","v":{"$error":"#REF!"}},{"$f":"IF($BC69=\"\",\"\",IF(#REF!>$BB$30,\"\",IF($BA69-#REF!<=0,\"\",(0.6*($BB$40/144)*(2*32.2*($BA69-#REF!))^0.5))))","v":{"$error":"#REF!"}},{"$f":"IF($BC69=\"\",\"\",IF(#REF!>$BB$30,\"\",IF($BA69-#REF!<=0,\"\",(0.6*($BB$40/144)*(2*32.2*($BA69-#REF!))^0.5))))","v":{"$error":"#REF!"}},{"$f":"IF($BC69=\"\",\"\",IF(#REF!>$BB$30,\"\",IF($BA69-#REF!<=0,\"\",(0.6*($BB$40/144)*(2*32.2*($BA69-#REF!))^0.5))))","v":{"$error":"#REF!"}},{"$f":"IF($BC69=\"\",\"\",IF(#REF!>$BB$30,\"\",IF($BA69-#REF!<=0,\"\",(0.6*($BB$40/144)*(2*32.2*($BA69-#REF!))^0.5))))","v":{"$error":"#REF!"}},{"$f":"IF($BC69=\"\",\"\",IF(#REF!>$BB$30,\"\",IF($BA69-#REF!<=0,\"\",(0.6*($BB$40/144)*(2*32.2*($BA69-#REF!))^0.5))))","v":{"$error":"#REF!"}},{"$f":"IF($BC69=\"\",\"\",IF(#REF!>$BB$30,\"\",IF($BA69-#REF!<=0,\"\",(0.6*($BB$40/144)*(2*32.2*($BA69-#REF!))^0.5))))","v":{"$error":"#REF!"}},{"$f":"IF($BC69=\"\",\"\",IF(#REF!>$BB$30,\"\",IF($BA69-#REF!<=0,\"\",(0.6*($BB$40/144)*(2*32.2*($BA69-#REF!))^0.5))))","v":{"$error":"#REF!"}},{"$f":"IF($BC69=\"\",\"\",IF(#REF!>$BB$30,\"\",IF($BA69-#REF!<=0,\"\",(0.6*($BB$40/144)*(2*32.2*($BA69-#REF!))^0.5))))","v":{"$error":"#REF!"}},{"$f":"IF($BC69=\"\",\"\",IF(#REF!>$BB$30,\"\",IF($BA69-#REF!<=0,\"\",(0.6*($BB$40/144)*(2*32.2*($BA69-#REF!))^0.5))))","v":{"$error":"#REF!"}},{"$error":"#REF!"},{"$error":"#REF!"}]
[null,null,null,"C)  Width of Concrete Opening: Wconc = (At / R) / HTR ",null,null,null,null,null,null,"Wconc =",null,"inches",null,null,null,null,null,null,null,null,null,null,null,null,null,null,null,null,null,null,null,null,null,null,null,null,null,null,null,null,null,null,null,null,null,null,null,null,null,null,null,{"$error":"#REF!"},{"$f":"IF(BA70=\"\",\"\",(($L$30+2*$L$26*(BA70-#REF!))*($L$24*$L$30+2*$L$26*(BA70-#REF!))))","v":{"$error":"#REF!"}},{"$error":"#REF!"},{"$f":"IF($BC70=\"\",\"\",IF(#REF!>$BB$30,\"\",IF($BA70-#REF!<=0,\"\",(0.6*($BB$40/144)*(2*32.2*($BA70-#REF!))^0.5))))","v":{"$error":"#REF!"}},{"$f":"IF($BC70=\"\",\"\",IF(#REF!>$BB$30,\"\",IF($BA70-#REF!<=0,\"\",(0.6*($BB$40/144)*(2*32.2*($BA70-#REF!))^0.5))))","v":{"$error":"#REF!"}},{"$f":"IF($BC70=\"\",\"\",IF(#REF!>$BB$30,\"\",IF($BA70-#REF!<=0,\"\",(0.6*($BB$40/144)*(2*32.2*($BA70-#REF!))^0.5))))","v":{"$error":"#REF!"}},{"$f":"IF($BC70=\"\",\"\",IF(#REF!>$BB$30,\"\",IF($BA70-#REF!<=0,\"\",(0.6*($BB$40/144)*(2*32.2*($BA70-#REF!))^0.5))))","v":{"$error":"#REF!"}},{"$f":"IF($BC70=\"\",\"\",IF(#REF!>$BB$30,\"\",IF($BA70-#REF!<=0,\"\",(0.6*($BB$40/144)*(2*32.2*($BA70-#REF!))^0.5))))","v":{"$error":"#REF!"}},{"$f":"IF($BC70=\"\",\"\",IF(#REF!>$BB$30,\"\",IF($BA70-#REF!<=0,\"\",(0.6*($BB$40/144)*(2*32.2*($BA70-#REF!))^0.5))))","v":{"$error":"#REF!"}},{"$f":"IF($BC70=\"\",\"\",IF(#REF!>$BB$30,\"\",IF($BA70-#REF!<=0,\"\",(0.6*($BB$40/144)*(2*32.2*($BA70-#REF!))^0.5))))","v":{"$error":"#REF!"}},{"$f":"IF($BC70=\"\",\"\",IF(#REF!>$BB$30,\"\",IF($BA70-#REF!<=0,\"\",(0.6*($BB$40/144)*(2*32.2*($BA70-#REF!))^0.5))))","v":{"$error":"#REF!"}},{"$f":"IF($BC70=\"\",\"\",IF(#REF!>$BB$30,\"\",IF($BA70-#REF!<=0,\"\",(0.6*($BB$40/144)*(2*32.2*($BA70-#REF!))^0.5))))","v":{"$error":"#REF!"}},{"$f":"IF($BC70=\"\",\"\",IF(#REF!>$BB$30,\"\",IF($BA70-#REF!<=0,\"\",(0.6*($BB$40/144)*(2*32.2*($BA70-#REF!))^0.5))))","v":{"$error":"#REF!"}},{"$f":"IF($BC70=\"\",\"\",IF(#REF!>$BB$30,\"\",IF($BA70-#REF!<=0,\"\",(0.6*($BB$40/144)*(2*32.2*($BA70-#REF!))^0.5))))","v":{"$error":"#REF!"}},{"$f":"IF($BC70=\"\",\"\",IF(#REF!>$BB$30,\"\",IF($BA70-#REF!<=0,\"\",(0.6*($BB$40/144)*(2*32.2*($BA70-#REF!))^0.5))))","v":{"$error":"#REF!"}},{"$f":"IF($BC70=\"\",\"\",IF(#REF!>$BB$30,\"\",IF($BA70-#REF!<=0,\"\",(0.6*($BB$40/144)*(2*32.2*($BA70-#REF!))^0.5))))","v":{"$error":"#REF!"}},{"$f":"IF($BC70=\"\",\"\",IF(#REF!>$BB$30,\"\",IF($BA70-#REF!<=0,\"\",(0.6*($BB$40/144)*(2*32.2*($BA70-#REF!))^0.5))))","v":{"$error":"#REF!"}},{"$f":"IF($BC70=\"\",\"\",IF(#REF!>$BB$30,\"\",IF($BA70-#REF!<=0,\"\",(0.6*($BB$40/144)*(2*32.2*($BA70-#REF!))^0.5))))","v":{"$error":"#REF!"}},{"$f":"IF($BC70=\"\",\"\",IF(#REF!>$BB$30,\"\",IF($BA70-#REF!<=0,\"\",(0.6*($BB$40/144)*(2*32.2*($BA70-#REF!))^0.5))))","v":{"$error":"#REF!"}},{"$f":"IF($BC70=\"\",\"\",IF(#REF!>$BB$30,\"\",IF($BA70-#REF!<=0,\"\",(0.6*($BB$40/144)*(2*32.2*($BA70-#REF!))^0.5))))","v":{"$error":"#REF!"}},{"$f":"IF($BC70=\"\",\"\",IF(#REF!>$BB$30,\"\",IF($BA70-#REF!<=0,\"\",(0.6*($BB$40/144)*(2*32.2*($BA70-#REF!))^0.5))))","v":{"$error":"#REF!"}},{"$f":"IF($BC70=\"\",\"\",IF(#REF!>$BB$30,\"\",IF($BA70-#REF!<=0,\"\",(0.6*($BB$40/144)*(2*32.2*($BA70-#REF!))^0.5))))","v":{"$error":"#REF!"}},{"$f":"IF($BC70=\"\",\"\",IF(#REF!>$BB$30,\"\",IF($BA70-#REF!<=0,\"\",(0.6*($BB$40/144)*(2*32.2*($BA70-#REF!))^0.5))))","v":{"$error":"#REF!"}},{"$f":"IF($BC70=\"\",\"\",IF(#REF!>$BB$30,\"\",IF($BA70-#REF!<=0,\"\",(0.6*($BB$40/144)*(2*32.2*($BA70-#REF!))^0.5))))","v":{"$error":"#REF!"}},{"$f":"IF($BC70=\"\",\"\",IF(#REF!>$BB$30,\"\",IF($BA70-#REF!<=0,\"\",(0.6*($BB$40/144)*(2*32.2*($BA70-#REF!))^0.5))))","v":{"$error":"#REF!"}},{"$f":"IF($BC70=\"\",\"\",IF(#REF!>$BB$30,\"\",IF($BA70-#REF!<=0,\"\",(0.6*($BB$40/144)*(2*32.2*($BA70-#REF!))^0.5))))","v":{"$error":"#REF!"}},{"$f":"IF($BC70=\"\",\"\",IF(#REF!>$BB$30,\"\",IF($BA70-#REF!<=0,\"\",(0.6*($BB$40/144)*(2*32.2*($BA70-#REF!))^0.5))))","v":{"$error":"#REF!"}},{"$f":"IF($BC70=\"\",\"\",IF(#REF!>$BB$30,\"\",IF($BA70-#REF!<=0,\"\",(0.6*($BB$40/144)*(2*32.2*($BA70-#REF!))^0.5))))","v":{"$error":"#REF!"}},{"$f":"IF($BC70=\"\",\"\",IF(#REF!>$BB$30,\"\",IF($BA70-#REF!<=0,\"\",(0.6*($BB$40/144)*(2*32.2*($BA70-#REF!))^0.5))))","v":{"$error":"#REF!"}},{"$f":"IF($BC70=\"\",\"\",IF(#REF!>$BB$30,\"\",IF($BA70-#REF!<=0,\"\",(0.6*($BB$40/144)*(2*32.2*($BA70-#REF!))^0.5))))","v":{"$error":"#REF!"}},{"$f":"IF($BC70=\"\",\"\",IF(#REF!>$BB$30,\"\",IF($BA70-#REF!<=0,\"\",(0.6*($BB$40/144)*(2*32.2*($BA70-#REF!))^0.5))))","v":{"$error":"#REF!"}},{"$f":"IF($BC70=\"\",\"\",IF(#REF!>$BB$30,\"\",IF($BA70-#REF!<=0,\"\",(0.6*($BB$40/144)*(2*32.2*($BA70-#REF!))^0.5))))","v":{"$error":"#REF!"}},{"$f":"IF($BC70=\"\",\"\",IF(#REF!>$BB$30,\"\",IF($BA70-#REF!<=0,\"\",(0.6*($BB$40/144)*(2*32.2*($BA70-#REF!))^0.5))))","v":{"$error":"#REF!"}},{"$error":"#REF!"},{"$error":"#REF!"}]
[null,null,null,"    Effective open area, R = 0.6 for wire screens, R = 0.71 for aluminum bar grates",null,null,null,null,null,null,null,null,null,null,null,null,null,null,null,null,null,null,null,null,null,null,null,null,null,null,null,null,null,null,null,null,null,null,null,null,null,null,null,null,null,null,null,null,null,null,null,null,{"$error":"#REF!"},{"$f":"IF(BA71=\"\",\"\",(($L$30+2*$L$26*(BA71-#REF!))*($L$24*$L$30+2*$L$26*(BA71-#REF!))))","v":{"$error":"#REF!"}},{"$error":"#REF!"},{"$f":"IF($BC71=\"\",\"\",IF(#REF!>$BB$30,\"\",IF($BA71-#REF!<=0,\"\",(0.6*($BB$40/144)*(2*32.2*($BA71-#REF!))^0.5))))","v":{"$error":"#REF!"}},{"$f":"IF($BC71=\"\",\"\",IF(#REF!>$BB$30,\"\",IF($BA71-#REF!<=0,\"\",(0.6*($BB$40/144)*(2*32.2*($BA71-#REF!))^0.5))))","v":{"$error":"#REF!"}},{"$f":"IF($BC71=\"\",\"\",IF(#REF!>$BB$30,\"\",IF($BA71-#REF!<=0,\"\",(0.6*($BB$40/144)*(2*32.2*($BA71-#REF!))^0.5))))","v":{"$error":"#REF!"}},{"$f":"IF($BC71=\"\",\"\",IF(#REF!>$BB$30,\"\",IF($BA71-#REF!<=0,\"\",(0.6*($BB$40/144)*(2*32.2*($BA71-#REF!))^0.5))))","v":{"$error":"#REF!"}},{"$f":"IF($BC71=\"\",\"\",IF(#REF!>$BB$30,\"\",IF($BA71-#REF!<=0,\"\",(0.6*($BB$40/144)*(2*32.2*($BA71-#REF!))^0.5))))","v":{"$error":"#REF!"}},{"$f":"IF($BC71=\"\",\"\",IF(#REF!>$BB$30,\"\",IF($BA71-#REF!<=0,\"\",(0.6*($BB$40/144)*(2*32.2*($BA71-#REF!))^0.5))))","v":{"$error":"#REF!"}},{"$f":"IF($BC71=\"\",\"\",IF(#REF!>$BB$30,\"\",IF($BA71-#REF!<=0,\"\",(0.6*($BB$40/144)*(2*32.2*($BA71-#REF!))^0.5))))","v":{"$error":"#REF!"}},{"$f":"IF($BC71=\"\",\"\",IF(#REF!>$BB$30,\"\",IF($BA71-#REF!<=0,\"\",(0.6*($BB$40/144)*(2*32.2*($BA71-#REF!))^0.5))))","v":{"$error":"#REF!"}},{"$f":"IF($BC71=\"\",\"\",IF(#REF!>$BB$30,\"\",IF($BA71-#REF!<=0,\"\",(0.6*($BB$40/144)*(2*32.2*($BA71-#REF!))^0.5))))","v":{"$error":"#REF!"}},{"$f":"IF($BC71=\"\",\"\",IF(#REF!>$BB$30,\"\",IF($BA71-#REF!<=0,\"\",(0.6*($BB$40/144)*(2*32.2*($BA71-#REF!))^0.5))))","v":{"$error":"#REF!"}},{"$f":"IF($BC71=\"\",\"\",IF(#REF!>$BB$30,\"\",IF($BA71-#REF!<=0,\"\",(0.6*($BB$40/144)*(2*32.2*($BA71-#REF!))^0.5))))","v":{"$error":"#REF!"}},{"$f":"IF($BC71=\"\",\"\",IF(#REF!>$BB$30,\"\",IF($BA71-#REF!<=0,\"\",(0.6*($BB$40/144)*(2*32.2*($BA71-#REF!))^0.5))))","v":{"$error":"#REF!"}},{"$f":"IF($BC71=\"\",\"\",IF(#REF!>$BB$30,\"\",IF($BA71-#REF!<=0,\"\",(0.6*($BB$40/144)*(2*32.2*($BA71-#REF!))^0.5))))","v":{"$error":"#REF!"}},{"$f":"IF($BC71=\"\",\"\",IF(#REF!>$BB$30,\"\",IF($BA71-#REF!<=0,\"\",(0.6*($BB$40/144)*(2*32.2*($BA71-#REF!))^0.5))))","v":{"$error":"#REF!"}},{"$f":"IF($BC71=\"\",\"\",IF(#REF!>$BB$30,\"\",IF($BA71-#REF!<=0,\"\",(0.6*($BB$40/144)*(2*32.2*($BA71-#REF!))^0.5))))","v":{"$error":"#REF!"}},{"$f":"IF($BC71=\"\",\"\",IF(#REF!>$BB$30,\"\",IF($BA71-#REF!<=0,\"\",(0.6*($BB$40/144)*(2*32.2*($BA71-#REF!))^0.5))))","v":{"$error":"#REF!"}},{"$f":"IF($BC71=\"\",\"\",IF(#REF!>$BB$30,\"\",IF($BA71-#REF!<=0,\"\",(0.6*($BB$40/144)*(2*32.2*($BA71-#REF!))^0.5))))","v":{"$error":"#REF!"}},{"$f":"IF($BC71=\"\",\"\",IF(#REF!>$BB$30,\"\",IF($BA71-#REF!<=0,\"\",(0.6*($BB$40/144)*(2*32.2*($BA71-#REF!))^0.5))))","v":{"$error":"#REF!"}},{"$f":"IF($BC71=\"\",\"\",IF(#REF!>$BB$30,\"\",IF($BA71-#REF!<=0,\"\",(0.6*($BB$40/144)*(2*32.2*($BA71-#REF!))^0.5))))","v":{"$error":"#REF!"}},{"$f":"IF($BC71=\"\",\"\",IF(#REF!>$BB$30,\"\",IF($BA71-#REF!<=0,\"\",(0.6*($BB$40/144)*(2*32.2*($BA71-#REF!))^0.5))))","v":{"$error":"#REF!"}},{"$f":"IF($BC71=\"\",\"\",IF(#REF!>$BB$30,\"\",IF($BA71-#REF!<=0,\"\",(0.6*($BB$40/144)*(2*32.2*($BA71-#REF!))^0.5))))","v":{"$error":"#REF!"}},{"$f":"IF($BC71=\"\",\"\",IF(#REF!>$BB$30,\"\",IF($BA71-#REF!<=0,\"\",(0.6*($BB$40/144)*(2*32.2*($BA71-#REF!))^0.5))))","v":{"$error":"#REF!"}},{"$f":"IF($BC71=\"\",\"\",IF(#REF!>$BB$30,\"\",IF($BA71-#REF!<=0,\"\",(0.6*($BB$40/144)*(2*32.2*($BA71-#REF!))^0.5))))","v":{"$error":"#REF!"}},{"$f":"IF($BC71=\"\",\"\",IF(#REF!>$BB$30,\"\",IF($BA71-#REF!<=0,\"\",(0.6*($BB$40/144)*(2*32.2*($BA71-#REF!))^0.5))))","v":{"$error":"#REF!"}},{"$f":"IF($BC71=\"\",\"\",IF(#REF!>$BB$30,\"\",IF($BA71-#REF!<=0,\"\",(0.6*($BB$40/144)*(2*32.2*($BA71-#REF!))^0.5))))","v":{"$error":"#REF!"}},{"$f":"IF($BC71=\"\",\"\",IF(#REF!>$BB$30,\"\",IF($BA71-#REF!<=0,\"\",(0.6*($BB$40/144)*(2*32.2*($BA71-#REF!))^0.5))))","v":{"$error":"#REF!"}},{"$f":"IF($BC71=\"\",\"\",IF(#REF!>$BB$30,\"\",IF($BA71-#REF!<=0,\"\",(0.6*($BB$40/144)*(2*32.2*($BA71-#REF!))^0.5))))","v":{"$error":"#REF!"}},{"$f":"IF($BC71=\"\",\"\",IF(#REF!>$BB$30,\"\",IF($BA71-#REF!<=0,\"\",(0.6*($BB$40/144)*(2*32.2*($BA71-#REF!))^0.5))))","v":{"$error":"#REF!"}},{"$f":"IF($BC71=\"\",\"\",IF(#REF!>$BB$30,\"\",IF($BA71-#REF!<=0,\"\",(0.6*($BB$40/144)*(2*32.2*($BA71-#REF!))^0.5))))","v":{"$error":"#REF!"}},{"$f":"IF($BC71=\"\",\"\",IF(#REF!>$BB$30,\"\",IF($BA71-#REF!<=0,\"\",(0.6*($BB$40/144)*(2*32.2*($BA71-#REF!))^0.5))))","v":{"$error":"#REF!"}},{"$error":"#REF!"},{"$error":"#REF!"}]
[null,null,null,null,null,null,null,null,null,null,null,null,null,null,null,null,null,null,null,null,null,null,null,null,null,null,null,null,null,null,null,null,null,null,null,null,null,null,null,null,null,null,null,null,null,null,null,null,null,null,null,null,{"$error":"#REF!"},{"$f":"IF(BA72=\"\",\"\",(($L$30+2*$L$26*(BA72-#REF!))*($L$24*$L$30+2*$L$26*(BA72-#REF!))))","v":{"$error":"#REF!"}},{"$error":"#REF!"},{"$f":"IF($BC72=\"\",\"\",IF(#REF!>$BB$30,\"\",IF($BA72-#REF!<=0,\"\",(0.6*($BB$40/144)*(2*32.2*($BA72-#REF!))^0.5))))","v":{"$error":"#REF!"}},{"$f":"IF($BC72=\"\",\"\",IF(#REF!>$BB$30,\"\",IF($BA72-#REF!<=0,\"\",(0.6*($BB$40/144)*(2*32.2*($BA72-#REF!))^0.5))))","v":{"$error":"#REF!"}},{"$f":"IF($BC72=\"\",\"\",IF(#REF!>$BB$30,\"\",IF($BA72-#REF!<=0,\"\",(0.6*($BB$40/144)*(2*32.2*($BA72-#REF!))^0.5))))","v":{"$error":"#REF!"}},{"$f":"IF($BC72=\"\",\"\",IF(#REF!>$BB$30,\"\",IF($BA72-#REF!<=0,\"\",(0.6*($BB$40/144)*(2*32.2*($BA72-#REF!))^0.5))))","v":{"$error":"#REF!"}},{"$f":"IF($BC72=\"\",\"\",IF(#REF!>$BB$30,\"\",IF($BA72-#REF!<=0,\"\",(0.6*($BB$40/144)*(2*32.2*($BA72-#REF!))^0.5))))","v":{"$error":"#REF!"}},{"$f":"IF($BC72=\"\",\"\",IF(#REF!>$BB$30,\"\",IF($BA72-#REF!<=0,\"\",(0.6*($BB$40/144)*(2*32.2*($BA72-#REF!))^0.5))))","v":{"$error":"#REF!"}},{"$f":"IF($BC72=\"\",\"\",IF(#REF!>$BB$30,\"\",IF($BA72-#REF!<=0,\"\",(0.6*($BB$40/144)*(2*32.2*($BA72-#REF!))^0.5))))","v":{"$error":"#REF!"}},{"$f":"IF($BC72=\"\",\"\",IF(#REF!>$BB$30,\"\",IF($BA72-#REF!<=0,\"\",(0.6*($BB$40/144)*(2*32.2*($BA72-#REF!))^0.5))))","v":{"$error":"#REF!"}},{"$f":"IF($BC72=\"\",\"\",IF(#REF!>$BB$30,\"\",IF($BA72-#REF!<=0,\"\",(0.6*($BB$40/144)*(2*32.2*($BA72-#REF!))^0.5))))","v":{"$error":"#REF!"}},{"$f":"IF($BC72=\"\",\"\",IF(#REF!>$BB$30,\"\",IF($BA72-#REF!<=0,\"\",(0.6*($BB$40/144)*(2*32.2*($BA72-#REF!))^0.5))))","v":{"$error":"#REF!"}},{"$f":"IF($BC72=\"\",\"\",IF(#REF!>$BB$30,\"\",IF($BA72-#REF!<=0,\"\",(0.6*($BB$40/144)*(2*32.2*($BA72-#REF!))^0.5))))","v":{"$error":"#REF!"}},{"$f":"IF($BC72=\"\",\"\",IF(#REF!>$BB$30,\"\",IF($BA72-#REF!<=0,\"\",(0.6*($BB$40/144)*(2*32.2*($BA72-#REF!))^0.5))))","v":{"$error":"#REF!"}},{"$f":"IF($BC72=\"\",\"\",IF(#REF!>$BB$30,\"\",IF($BA72-#REF!<=0,\"\",(0.6*($BB$40/144)*(2*32.2*($BA72-#REF!))^0.5))))","v":{"$error":"#REF!"}},{"$f":"IF($BC72=\"\",\"\",IF(#REF!>$BB$30,\"\",IF($BA72-#REF!<=0,\"\",(0.6*($BB$40/144)*(2*32.2*($BA72-#REF!))^0.5))))","v":{"$error":"#REF!"}},{"$f":"IF($BC72=\"\",\"\",IF(#REF!>$BB$30,\"\",IF($BA72-#REF!<=0,\"\",(0.6*($BB$40/144)*(2*32.2*($BA72-#REF!))^0.5))))","v":{"$error":"#REF!"}},{"$f":"IF($BC72=\"\",\"\",IF(#REF!>$BB$30,\"\",IF($BA72-#REF!<=0,\"\",(0.6*($BB$40/144)*(2*32.2*($BA72-#REF!))^0.5))))","v":{"$error":"#REF!"}},{"$f":"IF($BC72=\"\",\"\",IF(#REF!>$BB$30,\"\",IF($BA72-#REF!<=0,\"\",(0.6*($BB$40/144)*(2*32.2*($BA72-#REF!))^0.5))))","v":{"$error":"#REF!"}},{"$f":"IF($BC72=\"\",\"\",IF(#REF!>$BB$30,\"\",IF($BA72-#REF!<=0,\"\",(0.6*($BB$40/144)*(2*32.2*($BA72-#REF!))^0.5))))","v":{"$error":"#REF!"}},{"$f":"IF($BC72=\"\",\"\",IF(#REF!>$BB$30,\"\",IF($BA72-#REF!<=0,\"\",(0.6*($BB$40/144)*(2*32.2*($BA72-#REF!))^0.5))))","v":{"$error":"#REF!"}},{"$f":"IF($BC72=\"\",\"\",IF(#REF!>$BB$30,\"\",IF($BA72-#REF!<=0,\"\",(0.6*($BB$40/144)*(2*32.2*($BA72-#REF!))^0.5))))","v":{"$error":"#REF!"}},{"$f":"IF($BC72=\"\",\"\",IF(#REF!>$BB$30,\"\",IF($BA72-#REF!<=0,\"\",(0.6*($BB$40/144)*(2*32.2*($BA72-#REF!))^0.5))))","v":{"$error":"#REF!"}},{"$f":"IF($BC72=\"\",\"\",IF(#REF!>$BB$30,\"\",IF($BA72-#REF!<=0,\"\",(0.6*($BB$40/144)*(2*32.2*($BA72-#REF!))^0.5))))","v":{"$error":"#REF!"}},{"$f":"IF($BC72=\"\",\"\",IF(#REF!>$BB$30,\"\",IF($BA72-#REF!<=0,\"\",(0.6*($BB$40/144)*(2*32.2*($BA72-#REF!))^0.5))))","v":{"$error":"#REF!"}},{"$f":"IF($BC72=\"\",\"\",IF(#REF!>$BB$30,\"\",IF($BA72-#REF!<=0,\"\",(0.6*($BB$40/144)*(2*32.2*($BA72-#REF!))^0.5))))","v":{"$error":"#REF!"}},{"$f":"IF($BC72=\"\",\"\",IF(#REF!>$BB$30,\"\",IF($BA72-#REF!<=0,\"\",(0.6*($BB$40/144)*(2*32.2*($BA72-#REF!))^0.5))))","v":{"$error":"#REF!"}},{"$f":"IF($BC72=\"\",\"\",IF(#REF!>$BB$30,\"\",IF($BA72-#REF!<=0,\"\",(0.6*($BB$40/144)*(2*32.2*($BA72-#REF!))^0.5))))","v":{"$error":"#REF!"}},{"$f":"IF($BC72=\"\",\"\",IF(#REF!>$BB$30,\"\",IF($BA72-#REF!<=0,\"\",(0.6*($BB$40/144)*(2*32.2*($BA72-#REF!))^0.5))))","v":{"$error":"#REF!"}},{"$f":"IF($BC72=\"\",\"\",IF(#REF!>$BB$30,\"\",IF($BA72-#REF!<=0,\"\",(0.6*($BB$40/144)*(2*32.2*($BA72-#REF!))^0.5))))","v":{"$error":"#REF!"}},{"$f":"IF($BC72=\"\",\"\",IF(#REF!>$BB$30,\"\",IF($BA72-#REF!<=0,\"\",(0.6*($BB$40/144)*(2*32.2*($BA72-#REF!))^0.5))))","v":{"$error":"#REF!"}},{"$f":"IF($BC72=\"\",\"\",IF(#REF!>$BB$30,\"\",IF($BA72-#REF!<=0,\"\",(0.6*($BB$40/144)*(2*32.2*($BA72-#REF!))^0.5))))","v":{"$error":"#REF!"}},{"$error":"#REF!"},{"$error":"#REF!"}]
[null,null,null,"D)  Width of Trash Rack Screen, WTR    (Minimum Width = Wconc + 6\")",null,null,null,null,null,null,"WTR =",null,"inches",null,null,null,null,null,null,null,null,null,null,null,null,null,null,null,null,null,null,null,null,null,null,null,null,null,null,null,null,null,null,null,null,null,null,null,null,null,null,null,{"$error":"#REF!"},{"$f":"IF(BA73=\"\",\"\",(($L$30+2*$L$26*(BA73-#REF!))*($L$24*$L$30+2*$L$26*(BA73-#REF!))))","v":{"$error":"#REF!"}},{"$error":"#REF!"},{"$f":"IF($BC73=\"\",\"\",IF(#REF!>$BB$30,\"\",IF($BA73-#REF!<=0,\"\",(0.6*($BB$40/144)*(2*32.2*($BA73-#REF!))^0.5))))","v":{"$error":"#REF!"}},{"$f":"IF($BC73=\"\",\"\",IF(#REF!>$BB$30,\"\",IF($BA73-#REF!<=0,\"\",(0.6*($BB$40/144)*(2*32.2*($BA73-#REF!))^0.5))))","v":{"$error":"#REF!"}},{"$f":"IF($BC73=\"\",\"\",IF(#REF!>$BB$30,\"\",IF($BA73-#REF!<=0,\"\",(0.6*($BB$40/144)*(2*32.2*($BA73-#REF!))^0.5))))","v":{"$error":"#REF!"}},{"$f":"IF($BC73=\"\",\"\",IF(#REF!>$BB$30,\"\",IF($BA73-#REF!<=0,\"\",(0.6*($BB$40/144)*(2*32.2*($BA73-#REF!))^0.5))))","v":{"$error":"#REF!"}},{"$f":"IF($BC73=\"\",\"\",IF(#REF!>$BB$30,\"\",IF($BA73-#REF!<=0,\"\",(0.6*($BB$40/144)*(2*32.2*($BA73-#REF!))^0.5))))","v":{"$error":"#REF!"}},{"$f":"IF($BC73=\"\",\"\",IF(#REF!>$BB$30,\"\",IF($BA73-#REF!<=0,\"\",(0.6*($BB$40/144)*(2*32.2*($BA73-#REF!))^0.5))))","v":{"$error":"#REF!"}},{"$f":"IF($BC73=\"\",\"\",IF(#REF!>$BB$30,\"\",IF($BA73-#REF!<=0,\"\",(0.6*($BB$40/144)*(2*32.2*($BA73-#REF!))^0.5))))","v":{"$error":"#REF!"}},{"$f":"IF($BC73=\"\",\"\",IF(#REF!>$BB$30,\"\",IF($BA73-#REF!<=0,\"\",(0.6*($BB$40/144)*(2*32.2*($BA73-#REF!))^0.5))))","v":{"$error":"#REF!"}},{"$f":"IF($BC73=\"\",\"\",IF(#REF!>$BB$30,\"\",IF($BA73-#REF!<=0,\"\",(0.6*($BB$40/144)*(2*32.2*($BA73-#REF!))^0.5))))","v":{"$error":"#REF!"}},{"$f":"IF($BC73=\"\",\"\",IF(#REF!>$BB$30,\"\",IF($BA73-#REF!<=0,\"\",(0.6*($BB$40/144)*(2*32.2*($BA73-#REF!))^0.5))))","v":{"$error":"#REF!"}},{"$f":"IF($BC73=\"\",\"\",IF(#REF!>$BB$30,\"\",IF($BA73-#REF!<=0,\"\",(0.6*($BB$40/144)*(2*32.2*($BA73-#REF!))^0.5))))","v":{"$error":"#REF!"}},{"$f":"IF($BC73=\"\",\"\",IF(#REF!>$BB$30,\"\",IF($BA73-#REF!<=0,\"\",(0.6*($BB$40/144)*(2*32.2*($BA73-#REF!))^0.5))))","v":{"$error":"#REF!"}},{"$f":"IF($BC73=\"\",\"\",IF(#REF!>$BB$30,\"\",IF($BA73-#REF!<=0,\"\",(0.6*($BB$40/144)*(2*32.2*($BA73-#REF!))^0.5))))","v":{"$error":"#REF!"}},{"$f":"IF($BC73=\"\",\"\",IF(#REF!>$BB$30,\"\",IF($BA73-#REF!<=0,\"\",(0.6*($BB$40/144)*(2*32.2*($BA73-#REF!))^0.5))))","v":{"$error":"#REF!"}},{"$f":"IF($BC73=\"\",\"\",IF(#REF!>$BB$30,\"\",IF($BA73-#REF!<=0,\"\",(0.6*($BB$40/144)*(2*32.2*($BA73-#REF!))^0.5))))","v":{"$error":"#REF!"}},{"$f":"IF($BC73=\"\",\"\",IF(#REF!>$BB$30,\"\",IF($BA73-#REF!<=0,\"\",(0.6*($BB$40/144)*(2*32.2*($BA73-#REF!))^0.5))))","v":{"$error":"#REF!"}},{"$f":"IF($BC73=\"\",\"\",IF(#REF!>$BB$30,\"\",IF($BA73-#REF!<=0,\"\",(0.6*($BB$40/144)*(2*32.2*($BA73-#REF!))^0.5))))","v":{"$error":"#REF!"}},{"$f":"IF($BC73=\"\",\"\",IF(#REF!>$BB$30,\"\",IF($BA73-#REF!<=0,\"\",(0.6*($BB$40/144)*(2*32.2*($BA73-#REF!))^0.5))))","v":{"$error":"#REF!"}},{"$f":"IF($BC73=\"\",\"\",IF(#REF!>$BB$30,\"\",IF($BA73-#REF!<=0,\"\",(0.6*($BB$40/144)*(2*32.2*($BA73-#REF!))^0.5))))","v":{"$error":"#REF!"}},{"$f":"IF($BC73=\"\",\"\",IF(#REF!>$BB$30,\"\",IF($BA73-#REF!<=0,\"\",(0.6*($BB$40/144)*(2*32.2*($BA73-#REF!))^0.5))))","v":{"$error":"#REF!"}},{"$f":"IF($BC73=\"\",\"\",IF(#REF!>$BB$30,\"\",IF($BA73-#REF!<=0,\"\",(0.6*($BB$40/144)*(2*32.2*($BA73-#REF!))^0.5))))","v":{"$error":"#REF!"}},{"$f":"IF($BC73=\"\",\"\",IF(#REF!>$BB$30,\"\",IF($BA73-#REF!<=0,\"\",(0.6*($BB$40/144)*(2*32.2*($BA73-#REF!))^0.5))))","v":{"$error":"#REF!"}},{"$f":"IF($BC73=\"\",\"\",IF(#REF!>$BB$30,\"\",IF($BA73-#REF!<=0,\"\",(0.6*($BB$40/144)*(2*32.2*($BA73-#REF!))^0.5))))","v":{"$error":"#REF!"}},{"$f":"IF($BC73=\"\",\"\",IF(#REF!>$BB$30,\"\",IF($BA73-#REF!<=0,\"\",(0.6*($BB$40/144)*(2*32.2*($BA73-#REF!))^0.5))))","v":{"$error":"#REF!"}},{"$f":"IF($BC73=\"\",\"\",IF(#REF!>$BB$30,\"\",IF($BA73-#REF!<=0,\"\",(0.6*($BB$40/144)*(2*32.2*($BA73-#REF!))^0.5))))","v":{"$error":"#REF!"}},{"$f":"IF($BC73=\"\",\"\",IF(#REF!>$BB$30,\"\",IF($BA73-#REF!<=0,\"\",(0.6*($BB$40/144)*(2*32.2*($BA73-#REF!))^0.5))))","v":{"$error":"#REF!"}},{"$f":"IF($BC73=\"\",\"\",IF(#REF!>$BB$30,\"\",IF($BA73-#REF!<=0,\"\",(0.6*($BB$40/144)*(2*32.2*($BA73-#REF!))^0.5))))","v":{"$error":"#REF!"}},{"$f":"IF($BC73=\"\",\"\",IF(#REF!>$BB$30,\"\",IF($BA73-#REF!<=0,\"\",(0.6*($BB$40/144)*(2*32.2*($BA73-#REF!))^0.5))))","v":{"$error":"#REF!"}},{"$f":"IF($BC73=\"\",\"\",IF(#REF!>$BB$30,\"\",IF($BA73-#REF!<=0,\"\",(0.6*($BB$40/144)*(2*32.2*($BA73-#REF!))^0.5))))","v":{"$error":"#REF!"}},{"$f":"IF($BC73=\"\",\"\",IF(#REF!>$BB$30,\"\",IF($BA73-#REF!<=0,\"\",(0.6*($BB$40/144)*(2*32.2*($BA73-#REF!))^0.5))))","v":{"$error":"#REF!"}},{"$error":"#REF!"},{"$error":"#REF!"}]
[null,null,null,null,null,null,null,null,null,null,null,null,null,null,null,null,null,null,null,null,null,null,null,null,null,null,null,null,null,null,null,null,null,null,null,null,null,null,null,null,null,null,null,null,null,null,null,null,null,null,null,null,{"$error":"#REF!"},{"$f":"IF(BA74=\"\",\"\",(($L$30+2*$L$26*(BA74-#REF!))*($L$24*$L$30+2*$L$26*(BA74-#REF!))))","v":{"$error":"#REF!"}},{"$error":"#REF!"},{"$f":"IF($BC74=\"\",\"\",IF(#REF!>$BB$30,\"\",IF($BA74-#REF!<=0,\"\",(0.6*($BB$40/144)*(2*32.2*($BA74-#REF!))^0.5))))","v":{"$error":"#REF!"}},{"$f":"IF($BC74=\"\",\"\",IF(#REF!>$BB$30,\"\",IF($BA74-#REF!<=0,\"\",(0.6*($BB$40/144)*(2*32.2*($BA74-#REF!))^0.5))))","v":{"$error":"#REF!"}},{"$f":"IF($BC74=\"\",\"\",IF(#REF!>$BB$30,\"\",IF($BA74-#REF!<=0,\"\",(0.6*($BB$40/144)*(2*32.2*($BA74-#REF!))^0.5))))","v":{"$error":"#REF!"}},{"$f":"IF($BC74=\"\",\"\",IF(#REF!>$BB$30,\"\",IF($BA74-#REF!<=0,\"\",(0.6*($BB$40/144)*(2*32.2*($BA74-#REF!))^0.5))))","v":{"$error":"#REF!"}},{"$f":"IF($BC74=\"\",\"\",IF(#REF!>$BB$30,\"\",IF($BA74-#REF!<=0,\"\",(0.6*($BB$40/144)*(2*32.2*($BA74-#REF!))^0.5))))","v":{"$error":"#REF!"}},{"$f":"IF($BC74=\"\",\"\",IF(#REF!>$BB$30,\"\",IF($BA74-#REF!<=0,\"\",(0.6*($BB$40/144)*(2*32.2*($BA74-#REF!))^0.5))))","v":{"$error":"#REF!"}},{"$f":"IF($BC74=\"\",\"\",IF(#REF!>$BB$30,\"\",IF($BA74-#REF!<=0,\"\",(0.6*($BB$40/144)*(2*32.2*($BA74-#REF!))^0.5))))","v":{"$error":"#REF!"}},{"$f":"IF($BC74=\"\",\"\",IF(#REF!>$BB$30,\"\",IF($BA74-#REF!<=0,\"\",(0.6*($BB$40/144)*(2*32.2*($BA74-#REF!))^0.5))))","v":{"$error":"#REF!"}},{"$f":"IF($BC74=\"\",\"\",IF(#REF!>$BB$30,\"\",IF($BA74-#REF!<=0,\"\",(0.6*($BB$40/144)*(2*32.2*($BA74-#REF!))^0.5))))","v":{"$error":"#REF!"}},{"$f":"IF($BC74=\"\",\"\",IF(#REF!>$BB$30,\"\",IF($BA74-#REF!<=0,\"\",(0.6*($BB$40/144)*(2*32.2*($BA74-#REF!))^0.5))))","v":{"$error":"#REF!"}},{"$f":"IF($BC74=\"\",\"\",IF(#REF!>$BB$30,\"\",IF($BA74-#REF!<=0,\"\",(0.6*($BB$40/144)*(2*32.2*($BA74-#REF!))^0.5))))","v":{"$error":"#REF!"}},{"$f":"IF($BC74=\"\",\"\",IF(#REF!>$BB$30,\"\",IF($BA74-#REF!<=0,\"\",(0.6*($BB$40/144)*(2*32.2*($BA74-#REF!))^0.5))))","v":{"$error":"#REF!"}},{"$f":"IF($BC74=\"\",\"\",IF(#REF!>$BB$30,\"\",IF($BA74-#REF!<=0,\"\",(0.6*($BB$40/144)*(2*32.2*($BA74-#REF!))^0.5))))","v":{"$error":"#REF!"}},{"$f":"IF($BC74=\"\",\"\",IF(#REF!>$BB$30,\"\",IF($BA74-#REF!<=0,\"\",(0.6*($BB$40/144)*(2*32.2*($BA74-#REF!))^0.5))))","v":{"$error":"#REF!"}},{"$f":"IF($BC74=\"\",\"\",IF(#REF!>$BB$30,\"\",IF($BA74-#REF!<=0,\"\",(0.6*($BB$40/144)*(2*32.2*($BA74-#REF!))^0.5))))","v":{"$error":"#REF!"}},{"$f":"IF($BC74=\"\",\"\",IF(#REF!>$BB$30,\"\",IF($BA74-#REF!<=0,\"\",(0.6*($BB$40/144)*(2*32.2*($BA74-#REF!))^0.5))))","v":{"$error":"#REF!"}},{"$f":"IF($BC74=\"\",\"\",IF(#REF!>$BB$30,\"\",IF($BA74-#REF!<=0,\"\",(0.6*($BB$40/144)*(2*32.2*($BA74-#REF!))^0.5))))","v":{"$error":"#REF!"}},{"$f":"IF($BC74=\"\",\"\",IF(#REF!>$BB$30,\"\",IF($BA74-#REF!<=0,\"\",(0.6*($BB$40/144)*(2*32.2*($BA74-#REF!))^0.5))))","v":{"$error":"#REF!"}},{"$f":"IF($BC74=\"\",\"\",IF(#REF!>$BB$30,\"\",IF($BA74-#REF!<=0,\"\",(0.6*($BB$40/144)*(2*32.2*($BA74-#REF!))^0.5))))","v":{"$error":"#REF!"}},{"$f":"IF($BC74=\"\",\"\",IF(#REF!>$BB$30,\"\",IF($BA74-#REF!<=0,\"\",(0.6*($BB$40/144)*(2*32.2*($BA74-#REF!))^0.5))))","v":{"$error":"#REF!"}},{"$f":"IF($BC74=\"\",\"\",IF(#REF!>$BB$30,\"\",IF($BA74-#REF!<=0,\"\",(0.6*($BB$40/144)*(2*32.2*($BA74-#REF!))^0.5))))","v":{"$error":"#REF!"}},{"$f":"IF($BC74=\"\",\"\",IF(#REF!>$BB$30,\"\",IF($BA74-#REF!<=0,\"\",(0.6*($BB$40/144)*(2*32.2*($BA74-#REF!))^0.5))))","v":{"$error":"#REF!"}},{"$f":"IF($BC74=\"\",\"\",IF(#REF!>$BB$30,\"\",IF($BA74-#REF!<=0,\"\",(0.6*($BB$40/144)*(2*32.2*($BA74-#REF!))^0.5))))","v":{"$error":"#REF!"}},{"$f":"IF($BC74=\"\",\"\",IF(#REF!>$BB$30,\"\",IF($BA74-#REF!<=0,\"\",(0.6*($BB$40/144)*(2*32.2*($BA74-#REF!))^0.5))))","v":{"$error":"#REF!"}},{"$f":"IF($BC74=\"\",\"\",IF(#REF!>$BB$30,\"\",IF($BA74-#REF!<=0,\"\",(0.6*($BB$40/144)*(2*32.2*($BA74-#REF!))^0.5))))","v":{"$error":"#REF!"}},{"$f":"IF($BC74=\"\",\"\",IF(#REF!>$BB$30,\"\",IF($BA74-#REF!<=0,\"\",(0.6*($BB$40/144)*(2*32.2*($BA74-#REF!))^0.5))))","v":{"$error":"#REF!"}},{"$f":"IF($BC74=\"\",\"\",IF(#REF!>$BB$30,\"\",IF($BA74-#REF!<=0,\"\",(0.6*($BB$40/144)*(2*32.2*($BA74-#REF!))^0.5))))","v":{"$error":"#REF!"}},{"$f":"IF($BC74=\"\",\"\",IF(#REF!>$BB$30,\"\",IF($BA74-#REF!<=0,\"\",(0.6*($BB$40/144)*(2*32.2*($BA74-#REF!))^0.5))))","v":{"$error":"#REF!"}},{"$f":"IF($BC74=\"\",\"\",IF(#REF!>$BB$30,\"\",IF($BA74-#REF!<=0,\"\",(0.6*($BB$40/144)*(2*32.2*($BA74-#REF!))^0.5))))","v":{"$error":"#REF!"}},{"$f":"IF($BC74=\"\",\"\",IF(#REF!>$BB$30,\"\",IF($BA74-#REF!<=0,\"\",(0.6*($BB$40/144)*(2*32.2*($BA74-#REF!))^0.5))))","v":{"$error":"#REF!"}},{"$error":"#REF!"},{"$error":"#REF!"}]
[null,null,null,"E)  Type of Trash Rack",null,null,null,null,null,null,null,null,null,null,null,null,null,null,null,null,null,null,null,null,null,null,null,null,null,null,null,null,null,null,null,null,null,null,null,null,null,null,null,null,null,null,null,null,null,null,null,null,{"$error":"#REF!"},{"$f":"IF(BA75=\"\",\"\",(($L$30+2*$L$26*(BA75-#REF!))*($L$24*$L$30+2*$L$26*(BA75-#REF!))))","v":{"$error":"#REF!"}},{"$error":"#REF!"},{"$f":"IF($BC75=\"\",\"\",IF(#REF!>$BB$30,\"\",IF($BA75-#REF!<=0,\"\",(0.6*($BB$40/144)*(2*32.2*($BA75-#REF!))^0.5))))","v":{"$error":"#REF!"}},{"$f":"IF($BC75=\"\",\"\",IF(#REF!>$BB$30,\"\",IF($BA75-#REF!<=0,\"\",(0.6*($BB$40/144)*(2*32.2*($BA75-#REF!))^0.5))))","v":{"$error":"#REF!"}},{"$f":"IF($BC75=\"\",\"\",IF(#REF!>$BB$30,\"\",IF($BA75-#REF!<=0,\"\",(0.6*($BB$40/144)*(2*32.2*($BA75-#REF!))^0.5))))","v":{"$error":"#REF!"}},{"$f":"IF($BC75=\"\",\"\",IF(#REF!>$BB$30,\"\",IF($BA75-#REF!<=0,\"\",(0.6*($BB$40/144)*(2*32.2*($BA75-#REF!))^0.5))))","v":{"$error":"#REF!"}},{"$f":"IF($BC75=\"\",\"\",IF(#REF!>$BB$30,\"\",IF($BA75-#REF!<=0,\"\",(0.6*($BB$40/144)*(2*32.2*($BA75-#REF!))^0.5))))","v":{"$error":"#REF!"}},{"$f":"IF($BC75=\"\",\"\",IF(#REF!>$BB$30,\"\",IF($BA75-#REF!<=0,\"\",(0.6*($BB$40/144)*(2*32.2*($BA75-#REF!))^0.5))))","v":{"$error":"#REF!"}},{"$f":"IF($BC75=\"\",\"\",IF(#REF!>$BB$30,\"\",IF($BA75-#REF!<=0,\"\",(0.6*($BB$40/144)*(2*32.2*($BA75-#REF!))^0.5))))","v":{"$error":"#REF!"}},{"$f":"IF($BC75=\"\",\"\",IF(#REF!>$BB$30,\"\",IF($BA75-#REF!<=0,\"\",(0.6*($BB$40/144)*(2*32.2*($BA75-#REF!))^0.5))))","v":{"$error":"#REF!"}},{"$f":"IF($BC75=\"\",\"\",IF(#REF!>$BB$30,\"\",IF($BA75-#REF!<=0,\"\",(0.6*($BB$40/144)*(2*32.2*($BA75-#REF!))^0.5))))","v":{"$error":"#REF!"}},{"$f":"IF($BC75=\"\",\"\",IF(#REF!>$BB$30,\"\",IF($BA75-#REF!<=0,\"\",(0.6*($BB$40/144)*(2*32.2*($BA75-#REF!))^0.5))))","v":{"$error":"#REF!"}},{"$f":"IF($BC75=\"\",\"\",IF(#REF!>$BB$30,\"\",IF($BA75-#REF!<=0,\"\",(0.6*($BB$40/144)*(2*32.2*($BA75-#REF!))^0.5))))","v":{"$error":"#REF!"}},{"$f":"IF($BC75=\"\",\"\",IF(#REF!>$BB$30,\"\",IF($BA75-#REF!<=0,\"\",(0.6*($BB$40/144)*(2*32.2*($BA75-#REF!))^0.5))))","v":{"$error":"#REF!"}},{"$f":"IF($BC75=\"\",\"\",IF(#REF!>$BB$30,\"\",IF($BA75-#REF!<=0,\"\",(0.6*($BB$40/144)*(2*32.2*($BA75-#REF!))^0.5))))","v":{"$error":"#REF!"}},{"$f":"IF($BC75=\"\",\"\",IF(#REF!>$BB$30,\"\",IF($BA75-#REF!<=0,\"\",(0.6*($BB$40/144)*(2*32.2*($BA75-#REF!))^0.5))))","v":{"$error":"#REF!"}},{"$f":"IF($BC75=\"\",\"\",IF(#REF!>$BB$30,\"\",IF($BA75-#REF!<=0,\"\",(0.6*($BB$40/144)*(2*32.2*($BA75-#REF!))^0.5))))","v":{"$error":"#REF!"}},{"$f":"IF($BC75=\"\",\"\",IF(#REF!>$BB$30,\"\",IF($BA75-#REF!<=0,\"\",(0.6*($BB$40/144)*(2*32.2*($BA75-#REF!))^0.5))))","v":{"$error":"#REF!"}},{"$f":"IF($BC75=\"\",\"\",IF(#REF!>$BB$30,\"\",IF($BA75-#REF!<=0,\"\",(0.6*($BB$40/144)*(2*32.2*($BA75-#REF!))^0.5))))","v":{"$error":"#REF!"}},{"$f":"IF($BC75=\"\",\"\",IF(#REF!>$BB$30,\"\",IF($BA75-#REF!<=0,\"\",(0.6*($BB$40/144)*(2*32.2*($BA75-#REF!))^0.5))))","v":{"$error":"#REF!"}},{"$f":"IF($BC75=\"\",\"\",IF(#REF!>$BB$30,\"\",IF($BA75-#REF!<=0,\"\",(0.6*($BB$40/144)*(2*32.2*($BA75-#REF!))^0.5))))","v":{"$error":"#REF!"}},{"$f":"IF($BC75=\"\",\"\",IF(#REF!>$BB$30,\"\",IF($BA75-#REF!<=0,\"\",(0.6*($BB$40/144)*(2*32.2*($BA75-#REF!))^0.5))))","v":{"$error":"#REF!"}},{"$f":"IF($BC75=\"\",\"\",IF(#REF!>$BB$30,\"\",IF($BA75-#REF!<=0,\"\",(0.6*($BB$40/144)*(2*32.2*($BA75-#REF!))^0.5))))","v":{"$error":"#REF!"}},{"$f":"IF($BC75=\"\",\"\",IF(#REF!>$BB$30,\"\",IF($BA75-#REF!<=0,\"\",(0.6*($BB$40/144)*(2*32.2*($BA75-#REF!))^0.5))))","v":{"$error":"#REF!"}},{"$f":"IF($BC75=\"\",\"\",IF(#REF!>$BB$30,\"\",IF($BA75-#REF!<=0,\"\",(0.6*($BB$40/144)*(2*32.2*($BA75-#REF!))^0.5))))","v":{"$error":"#REF!"}},{"$f":"IF($BC75=\"\",\"\",IF(#REF!>$BB$30,\"\",IF($BA75-#REF!<=0,\"\",(0.6*($BB$40/144)*(2*32.2*($BA75-#REF!))^0.5))))","v":{"$error":"#REF!"}},{"$f":"IF($BC75=\"\",\"\",IF(#REF!>$BB$30,\"\",IF($BA75-#REF!<=0,\"\",(0.6*($BB$40/144)*(2*32.2*($BA75-#REF!))^0.5))))","v":{"$error":"#REF!"}},{"$f":"IF($BC75=\"\",\"\",IF(#REF!>$BB$30,\"\",IF($BA75-#REF!<=0,\"\",(0.6*($BB$40/144)*(2*32.2*($BA75-#REF!))^0.5))))","v":{"$error":"#REF!"}},{"$f":"IF($BC75=\"\",\"\",IF(#REF!>$BB$30,\"\",IF($BA75-#REF!<=0,\"\",(0.6*($BB$40/144)*(2*32.2*($BA75-#REF!))^0.5))))","v":{"$error":"#REF!"}},{"$f":"IF($BC75=\"\",\"\",IF(#REF!>$BB$30,\"\",IF($BA75-#REF!<=0,\"\",(0.6*($BB$40/144)*(2*32.2*($BA75-#REF!))^0.5))))","v":{"$error":"#REF!"}},{"$f":"IF($BC75=\"\",\"\",IF(#REF!>$BB$30,\"\",IF($BA75-#REF!<=0,\"\",(0.6*($BB$40/144)*(2*32.2*($BA75-#REF!))^0.5))))","v":{"$error":"#REF!"}},{"$f":"IF($BC75=\"\",\"\",IF(#REF!>$BB$30,\"\",IF($BA75-#REF!<=0,\"\",(0.6*($BB$40/144)*(2*32.2*($BA75-#REF!))^0.5))))","v":{"$error":"#REF!"}},{"$error":"#REF!"},{"$error":"#REF!"}]
[null,null,null,null,"Stainless Steel #93 VEE Wire",null,null,null,null,null,null,"S.S. #93 VEE Wire (Johnson Screens)",null,null,null,null,null,null,null,null,null,null,null,null,null,null,null,null,null,null,null,null,null,null,null,null,null,null,null,null,null,null,null,null,null,null,null,null,null,null,null,null,{"$error":"#REF!"},{"$f":"IF(BA76=\"\",\"\",(($L$30+2*$L$26*(BA76-#REF!))*($L$24*$L$30+2*$L$26*(BA76-#REF!))))","v":{"$error":"#REF!"}},{"$error":"#REF!"},{"$f":"IF($BC76=\"\",\"\",IF(#REF!>$BB$30,\"\",IF($BA76-#REF!<=0,\"\",(0.6*($BB$40/144)*(2*32.2*($BA76-#REF!))^0.5))))","v":{"$error":"#REF!"}},{"$f":"IF($BC76=\"\",\"\",IF(#REF!>$BB$30,\"\",IF($BA76-#REF!<=0,\"\",(0.6*($BB$40/144)*(2*32.2*($BA76-#REF!))^0.5))))","v":{"$error":"#REF!"}},{"$f":"IF($BC76=\"\",\"\",IF(#REF!>$BB$30,\"\",IF($BA76-#REF!<=0,\"\",(0.6*($BB$40/144)*(2*32.2*($BA76-#REF!))^0.5))))","v":{"$error":"#REF!"}},{"$f":"IF($BC76=\"\",\"\",IF(#REF!>$BB$30,\"\",IF($BA76-#REF!<=0,\"\",(0.6*($BB$40/144)*(2*32.2*($BA76-#REF!))^0.5))))","v":{"$error":"#REF!"}},{"$f":"IF($BC76=\"\",\"\",IF(#REF!>$BB$30,\"\",IF($BA76-#REF!<=0,\"\",(0.6*($BB$40/144)*(2*32.2*($BA76-#REF!))^0.5))))","v":{"$error":"#REF!"}},{"$f":"IF($BC76=\"\",\"\",IF(#REF!>$BB$30,\"\",IF($BA76-#REF!<=0,\"\",(0.6*($BB$40/144)*(2*32.2*($BA76-#REF!))^0.5))))","v":{"$error":"#REF!"}},{"$f":"IF($BC76=\"\",\"\",IF(#REF!>$BB$30,\"\",IF($BA76-#REF!<=0,\"\",(0.6*($BB$40/144)*(2*32.2*($BA76-#REF!))^0.5))))","v":{"$error":"#REF!"}},{"$f":"IF($BC76=\"\",\"\",IF(#REF!>$BB$30,\"\",IF($BA76-#REF!<=0,\"\",(0.6*($BB$40/144)*(2*32.2*($BA76-#REF!))^0.5))))","v":{"$error":"#REF!"}},{"$f":"IF($BC76=\"\",\"\",IF(#REF!>$BB$30,\"\",IF($BA76-#REF!<=0,\"\",(0.6*($BB$40/144)*(2*32.2*($BA76-#REF!))^0.5))))","v":{"$error":"#REF!"}},{"$f":"IF($BC76=\"\",\"\",IF(#REF!>$BB$30,\"\",IF($BA76-#REF!<=0,\"\",(0.6*($BB$40/144)*(2*32.2*($BA76-#REF!))^0.5))))","v":{"$error":"#REF!"}},{"$f":"IF($BC76=\"\",\"\",IF(#REF!>$BB$30,\"\",IF($BA76-#REF!<=0,\"\",(0.6*($BB$40/144)*(2*32.2*($BA76-#REF!))^0.5))))","v":{"$error":"#REF!"}},{"$f":"IF($BC76=\"\",\"\",IF(#REF!>$BB$30,\"\",IF($BA76-#REF!<=0,\"\",(0.6*($BB$40/144)*(2*32.2*($BA76-#REF!))^0.5))))","v":{"$error":"#REF!"}},{"$f":"IF($BC76=\"\",\"\",IF(#REF!>$BB$30,\"\",IF($BA76-#REF!<=0,\"\",(0.6*($BB$40/144)*(2*32.2*($BA76-#REF!))^0.5))))","v":{"$error":"#REF!"}},{"$f":"IF($BC76=\"\",\"\",IF(#REF!>$BB$30,\"\",IF($BA76-#REF!<=0,\"\",(0.6*($BB$40/144)*(2*32.2*($BA76-#REF!))^0.5))))","v":{"$error":"#REF!"}},{"$f":"IF($BC76=\"\",\"\",IF(#REF!>$BB$30,\"\",IF($BA76-#REF!<=0,\"\",(0.6*($BB$40/144)*(2*32.2*($BA76-#REF!))^0.5))))","v":{"$error":"#REF!"}},{"$f":"IF($BC76=\"\",\"\",IF(#REF!>$BB$30,\"\",IF($BA76-#REF!<=0,\"\",(0.6*($BB$40/144)*(2*32.2*($BA76-#REF!))^0.5))))","v":{"$error":"#REF!"}},{"$f":"IF($BC76=\"\",\"\",IF(#REF!>$BB$30,\"\",IF($BA76-#REF!<=0,\"\",(0.6*($BB$40/144)*(2*32.2*($BA76-#REF!))^0.5))))","v":{"$error":"#REF!"}},{"$f":"IF($BC76=\"\",\"\",IF(#REF!>$BB$30,\"\",IF($BA76-#REF!<=0,\"\",(0.6*($BB$40/144)*(2*32.2*($BA76-#REF!))^0.5))))","v":{"$error":"#REF!"}},{"$f":"IF($BC76=\"\",\"\",IF(#REF!>$BB$30,\"\",IF($BA76-#REF!<=0,\"\",(0.6*($BB$40/144)*(2*32.2*($BA76-#REF!))^0.5))))","v":{"$error":"#REF!"}},{"$f":"IF($BC76=\"\",\"\",IF(#REF!>$BB$30,\"\",IF($BA76-#REF!<=0,\"\",(0.6*($BB$40/144)*(2*32.2*($BA76-#REF!))^0.5))))","v":{"$error":"#REF!"}},{"$f":"IF($BC76=\"\",\"\",IF(#REF!>$BB$30,\"\",IF($BA76-#REF!<=0,\"\",(0.6*($BB$40/144)*(2*32.2*($BA76-#REF!))^0.5))))","v":{"$error":"#REF!"}},{"$f":"IF($BC76=\"\",\"\",IF(#REF!>$BB$30,\"\",IF($BA76-#REF!<=0,\"\",(0.6*($BB$40/144)*(2*32.2*($BA76-#REF!))^0.5))))","v":{"$error":"#REF!"}},{"$f":"IF($BC76=\"\",\"\",IF(#REF!>$BB$30,\"\",IF($BA76-#REF!<=0,\"\",(0.6*($BB$40/144)*(2*32.2*($BA76-#REF!))^0.5))))","v":{"$error":"#REF!"}},{"$f":"IF($BC76=\"\",\"\",IF(#REF!>$BB$30,\"\",IF($BA76-#REF!<=0,\"\",(0.6*($BB$40/144)*(2*32.2*($BA76-#REF!))^0.5))))","v":{"$error":"#REF!"}},{"$f":"IF($BC76=\"\",\"\",IF(#REF!>$BB$30,\"\",IF($BA76-#REF!<=0,\"\",(0.6*($BB$40/144)*(2*32.2*($BA76-#REF!))^0.5))))","v":{"$error":"#REF!"}},{"$f":"IF($BC76=\"\",\"\",IF(#REF!>$BB$30,\"\",IF($BA76-#REF!<=0,\"\",(0.6*($BB$40/144)*(2*32.2*($BA76-#REF!))^0.5))))","v":{"$error":"#REF!"}},{"$f":"IF($BC76=\"\",\"\",IF(#REF!>$BB$30,\"\",IF($BA76-#REF!<=0,\"\",(0.6*($BB$40/144)*(2*32.2*($BA76-#REF!))^0.5))))","v":{"$error":"#REF!"}},{"$f":"IF($BC76=\"\",\"\",IF(#REF!>$BB$30,\"\",IF($BA76-#REF!<=0,\"\",(0.6*($BB$40/144)*(2*32.2*($BA76-#REF!))^0.5))))","v":{"$error":"#REF!"}},{"$f":"IF($BC76=\"\",\"\",IF(#REF!>$BB$30,\"\",IF($BA76-#REF!<=0,\"\",(0.6*($BB$40/144)*(2*32.2*($BA76-#REF!))^0.5))))","v":{"$error":"#REF!"}},{"$f":"IF($BC76=\"\",\"\",IF(#REF!>$BB$30,\"\",IF($BA76-#REF!<=0,\"\",(0.6*($BB$40/144)*(2*32.2*($BA76-#REF!))^0.5))))","v":{"$error":"#REF!"}},{"$error":"#REF!"},{"$error":"#REF!"}]
[null,null,null,null,"Aluminum Bar Grate",null,null,null,null,null,null,null,null,null,null,null,null,null,null,null,null,null,null,null,null,null,null,null,null,null,null,null,null,null,null,null,null,null,null,null,null,null,null,null,null,null,null,null,null,null,null,null,{"$error":"#REF!"},{"$f":"IF(BA77=\"\",\"\",(($L$30+2*$L$26*(BA77-#REF!))*($L$24*$L$30+2*$L$26*(BA77-#REF!))))","v":{"$error":"#REF!"}},{"$error":"#REF!"},{"$f":"IF($BC77=\"\",\"\",IF(#REF!>$BB$30,\"\",IF($BA77-#REF!<=0,\"\",(0.6*($BB$40/144)*(2*32.2*($BA77-#REF!))^0.5))))","v":{"$error":"#REF!"}},{"$f":"IF($BC77=\"\",\"\",IF(#REF!>$BB$30,\"\",IF($BA77-#REF!<=0,\"\",(0.6*($BB$40/144)*(2*32.2*($BA77-#REF!))^0.5))))","v":{"$error":"#REF!"}},{"$f":"IF($BC77=\"\",\"\",IF(#REF!>$BB$30,\"\",IF($BA77-#REF!<=0,\"\",(0.6*($BB$40/144)*(2*32.2*($BA77-#REF!))^0.5))))","v":{"$error":"#REF!"}},{"$f":"IF($BC77=\"\",\"\",IF(#REF!>$BB$30,\"\",IF($BA77-#REF!<=0,\"\",(0.6*($BB$40/144)*(2*32.2*($BA77-#REF!))^0.5))))","v":{"$error":"#REF!"}},{"$f":"IF($BC77=\"\",\"\",IF(#REF!>$BB$30,\"\",IF($BA77-#REF!<=0,\"\",(0.6*($BB$40/144)*(2*32.2*($BA77-#REF!))^0.5))))","v":{"$error":"#REF!"}},{"$f":"IF($BC77=\"\",\"\",IF(#REF!>$BB$30,\"\",IF($BA77-#REF!<=0,\"\",(0.6*($BB$40/144)*(2*32.2*($BA77-#REF!))^0.5))))","v":{"$error":"#REF!"}},{"$f":"IF($BC77=\"\",\"\",IF(#REF!>$BB$30,\"\",IF($BA77-#REF!<=0,\"\",(0.6*($BB$40/144)*(2*32.2*($BA77-#REF!))^0.5))))","v":{"$error":"#REF!"}},{"$f":"IF($BC77=\"\",\"\",IF(#REF!>$BB$30,\"\",IF($BA77-#REF!<=0,\"\",(0.6*($BB$40/144)*(2*32.2*($BA77-#REF!))^0.5))))","v":{"$error":"#REF!"}},{"$f":"IF($BC77=\"\",\"\",IF(#REF!>$BB$30,\"\",IF($BA77-#REF!<=0,\"\",(0.6*($BB$40/144)*(2*32.2*($BA77-#REF!))^0.5))))","v":{"$error":"#REF!"}},{"$f":"IF($BC77=\"\",\"\",IF(#REF!>$BB$30,\"\",IF($BA77-#REF!<=0,\"\",(0.6*($BB$40/144)*(2*32.2*($BA77-#REF!))^0.5))))","v":{"$error":"#REF!"}},{"$f":"IF($BC77=\"\",\"\",IF(#REF!>$BB$30,\"\",IF($BA77-#REF!<=0,\"\",(0.6*($BB$40/144)*(2*32.2*($BA77-#REF!))^0.5))))","v":{"$error":"#REF!"}},{"$f":"IF($BC77=\"\",\"\",IF(#REF!>$BB$30,\"\",IF($BA77-#REF!<=0,\"\",(0.6*($BB$40/144)*(2*32.2*($BA77-#REF!))^0.5))))","v":{"$error":"#REF!"}},{"$f":"IF($BC77=\"\",\"\",IF(#REF!>$BB$30,\"\",IF($BA77-#REF!<=0,\"\",(0.6*($BB$40/144)*(2*32.2*($BA77-#REF!))^0.5))))","v":{"$error":"#REF!"}},{"$f":"IF($BC77=\"\",\"\",IF(#REF!>$BB$30,\"\",IF($BA77-#REF!<=0,\"\",(0.6*($BB$40/144)*(2*32.2*($BA77-#REF!))^0.5))))","v":{"$error":"#REF!"}},{"$f":"IF($BC77=\"\",\"\",IF(#REF!>$BB$30,\"\",IF($BA77-#REF!<=0,\"\",(0.6*($BB$40/144)*(2*32.2*($BA77-#REF!))^0.5))))","v":{"$error":"#REF!"}},{"$f":"IF($BC77=\"\",\"\",IF(#REF!>$BB$30,\"\",IF($BA77-#REF!<=0,\"\",(0.6*($BB$40/144)*(2*32.2*($BA77-#REF!))^0.5))))","v":{"$error":"#REF!"}},{"$f":"IF($BC77=\"\",\"\",IF(#REF!>$BB$30,\"\",IF($BA77-#REF!<=0,\"\",(0.6*($BB$40/144)*(2*32.2*($BA77-#REF!))^0.5))))","v":{"$error":"#REF!"}},{"$f":"IF($BC77=\"\",\"\",IF(#REF!>$BB$30,\"\",IF($BA77-#REF!<=0,\"\",(0.6*($BB$40/144)*(2*32.2*($BA77-#REF!))^0.5))))","v":{"$error":"#REF!"}},{"$f":"IF($BC77=\"\",\"\",IF(#REF!>$BB$30,\"\",IF($BA77-#REF!<=0,\"\",(0.6*($BB$40/144)*(2*32.2*($BA77-#REF!))^0.5))))","v":{"$error":"#REF!"}},{"$f":"IF($BC77=\"\",\"\",IF(#REF!>$BB$30,\"\",IF($BA77-#REF!<=0,\"\",(0.6*($BB$40/144)*(2*32.2*($BA77-#REF!))^0.5))))","v":{"$error":"#REF!"}},{"$f":"IF($BC77=\"\",\"\",IF(#REF!>$BB$30,\"\",IF($BA77-#REF!<=0,\"\",(0.6*($BB$40/144)*(2*32.2*($BA77-#REF!))^0.5))))","v":{"$error":"#REF!"}},{"$f":"IF($BC77=\"\",\"\",IF(#REF!>$BB$30,\"\",IF($BA77-#REF!<=0,\"\",(0.6*($BB$40/144)*(2*32.2*($BA77-#REF!))^0.5))))","v":{"$error":"#REF!"}},{"$f":"IF($BC77=\"\",\"\",IF(#REF!>$BB$30,\"\",IF($BA77-#REF!<=0,\"\",(0.6*($BB$40/144)*(2*32.2*($BA77-#REF!))^0.5))))","v":{"$error":"#REF!"}},{"$f":"IF($BC77=\"\",\"\",IF(#REF!>$BB$30,\"\",IF($BA77-#REF!<=0,\"\",(0.6*($BB$40/144)*(2*32.2*($BA77-#REF!))^0.5))))","v":{"$error":"#REF!"}},{"$f":"IF($BC77=\"\",\"\",IF(#REF!>$BB$30,\"\",IF($BA77-#REF!<=0,\"\",(0.6*($BB$40/144)*(2*32.2*($BA77-#REF!))^0.5))))","v":{"$error":"#REF!"}},{"$f":"IF($BC77=\"\",\"\",IF(#REF!>$BB$30,\"\",IF($BA77-#REF!<=0,\"\",(0.6*($BB$40/144)*(2*32.2*($BA77-#REF!))^0.5))))","v":{"$error":"#REF!"}},{"$f":"IF($BC77=\"\",\"\",IF(#REF!>$BB$30,\"\",IF($BA77-#REF!<=0,\"\",(0.6*($BB$40/144)*(2*32.2*($BA77-#REF!))^0.5))))","v":{"$error":"#REF!"}},{"$f":"IF($BC77=\"\",\"\",IF(#REF!>$BB$30,\"\",IF($BA77-#REF!<=0,\"\",(0.6*($BB$40/144)*(2*32.2*($BA77-#REF!))^0.5))))","v":{"$error":"#REF!"}},{"$f":"IF($BC77=\"\",\"\",IF(#REF!>$BB$30,\"\",IF($BA77-#REF!<=0,\"\",(0.6*($BB$40/144)*(2*32.2*($BA77-#REF!))^0.5))))","v":{"$error":"#REF!"}},{"$f":"IF($BC77=\"\",\"\",IF(#REF!>$BB$30,\"\",IF($BA77-#REF!<=0,\"\",(0.6*($BB$40/144)*(2*32.2*($BA77-#REF!))^0.5))))","v":{"$error":"#REF!"}},{"$error":"#REF!"},{"$error":"#REF!"}]
[null,null,null,null,null,null,null,null,null,null,null,null,null,null,null,null,null,null,null,null,null,null,null,null,null,null,null,null,null,null,null,null,null,null,null,null,null,null,null,null,null,null,null,null,null,null,null,null,null,null,null,null,{"$error":"#REF!"},{"$f":"IF(BA78=\"\",\"\",(($L$30+2*$L$26*(BA78-#REF!))*($L$24*$L$30+2*$L$26*(BA78-#REF!))))","v":{"$error":"#REF!"}},{"$error":"#REF!"},{"$f":"IF($BC78=\"\",\"\",IF(#REF!>$BB$30,\"\",IF($BA78-#REF!<=0,\"\",(0.6*($BB$40/144)*(2*32.2*($BA78-#REF!))^0.5))))","v":{"$error":"#REF!"}},{"$f":"IF($BC78=\"\",\"\",IF(#REF!>$BB$30,\"\",IF($BA78-#REF!<=0,\"\",(0.6*($BB$40/144)*(2*32.2*($BA78-#REF!))^0.5))))","v":{"$error":"#REF!"}},{"$f":"IF($BC78=\"\",\"\",IF(#REF!>$BB$30,\"\",IF($BA78-#REF!<=0,\"\",(0.6*($BB$40/144)*(2*32.2*($BA78-#REF!))^0.5))))","v":{"$error":"#REF!"}},{"$f":"IF($BC78=\"\",\"\",IF(#REF!>$BB$30,\"\",IF($BA78-#REF!<=0,\"\",(0.6*($BB$40/144)*(2*32.2*($BA78-#REF!))^0.5))))","v":{"$error":"#REF!"}},{"$f":"IF($BC78=\"\",\"\",IF(#REF!>$BB$30,\"\",IF($BA78-#REF!<=0,\"\",(0.6*($BB$40/144)*(2*32.2*($BA78-#REF!))^0.5))))","v":{"$error":"#REF!"}},{"$f":"IF($BC78=\"\",\"\",IF(#REF!>$BB$30,\"\",IF($BA78-#REF!<=0,\"\",(0.6*($BB$40/144)*(2*32.2*($BA78-#REF!))^0.5))))","v":{"$error":"#REF!"}},{"$f":"IF($BC78=\"\",\"\",IF(#REF!>$BB$30,\"\",IF($BA78-#REF!<=0,\"\",(0.6*($BB$40/144)*(2*32.2*($BA78-#REF!))^0.5))))","v":{"$error":"#REF!"}},{"$f":"IF($BC78=\"\",\"\",IF(#REF!>$BB$30,\"\",IF($BA78-#REF!<=0,\"\",(0.6*($BB$40/144)*(2*32.2*($BA78-#REF!))^0.5))))","v":{"$error":"#REF!"}},{"$f":"IF($BC78=\"\",\"\",IF(#REF!>$BB$30,\"\",IF($BA78-#REF!<=0,\"\",(0.6*($BB$40/144)*(2*32.2*($BA78-#REF!))^0.5))))","v":{"$error":"#REF!"}},{"$f":"IF($BC78=\"\",\"\",IF(#REF!>$BB$30,\"\",IF($BA78-#REF!<=0,\"\",(0.6*($BB$40/144)*(2*32.2*($BA78-#REF!))^0.5))))","v":{"$error":"#REF!"}},{"$f":"IF($BC78=\"\",\"\",IF(#REF!>$BB$30,\"\",IF($BA78-#REF!<=0,\"\",(0.6*($BB$40/144)*(2*32.2*($BA78-#REF!))^0.5))))","v":{"$error":"#REF!"}},{"$f":"IF($BC78=\"\",\"\",IF(#REF!>$BB$30,\"\",IF($BA78-#REF!<=0,\"\",(0.6*($BB$40/144)*(2*32.2*($BA78-#REF!))^0.5))))","v":{"$error":"#REF!"}},{"$f":"IF($BC78=\"\",\"\",IF(#REF!>$BB$30,\"\",IF($BA78-#REF!<=0,\"\",(0.6*($BB$40/144)*(2*32.2*($BA78-#REF!))^0.5))))","v":{"$error":"#REF!"}},{"$f":"IF($BC78=\"\",\"\",IF(#REF!>$BB$30,\"\",IF($BA78-#REF!<=0,\"\",(0.6*($BB$40/144)*(2*32.2*($BA78-#REF!))^0.5))))","v":{"$error":"#REF!"}},{"$f":"IF($BC78=\"\",\"\",IF(#REF!>$BB$30,\"\",IF($BA78-#REF!<=0,\"\",(0.6*($BB$40/144)*(2*32.2*($BA78-#REF!))^0.5))))","v":{"$error":"#REF!"}},{"$f":"IF($BC78=\"\",\"\",IF(#REF!>$BB$30,\"\",IF($BA78-#REF!<=0,\"\",(0.6*($BB$40/144)*(2*32.2*($BA78-#REF!))^0.5))))","v":{"$error":"#REF!"}},{"$f":"IF($BC78=\"\",\"\",IF(#REF!>$BB$30,\"\",IF($BA78-#REF!<=0,\"\",(0.6*($BB$40/144)*(2*32.2*($BA78-#REF!))^0.5))))","v":{"$error":"#REF!"}},{"$f":"IF($BC78=\"\",\"\",IF(#REF!>$BB$30,\"\",IF($BA78-#REF!<=0,\"\",(0.6*($BB$40/144)*(2*32.2*($BA78-#REF!))^0.5))))","v":{"$error":"#REF!"}},{"$f":"IF($BC78=\"\",\"\",IF(#REF!>$BB$30,\"\",IF($BA78-#REF!<=0,\"\",(0.6*($BB$40/144)*(2*32.2*($BA78-#REF!))^0.5))))","v":{"$error":"#REF!"}},{"$f":"IF($BC78=\"\",\"\",IF(#REF!>$BB$30,\"\",IF($BA78-#REF!<=0,\"\",(0.6*($BB$40/144)*(2*32.2*($BA78-#REF!))^0.5))))","v":{"$error":"#REF!"}},{"$f":"IF($BC78=\"\",\"\",IF(#REF!>$BB$30,\"\",IF($BA78-#REF!<=0,\"\",(0.6*($BB$40/144)*(2*32.2*($BA78-#REF!))^0.5))))","v":{"$error":"#REF!"}},{"$f":"IF($BC78=\"\",\"\",IF(#REF!>$BB$30,\"\",IF($BA78-#REF!<=0,\"\",(0.6*($BB$40/144)*(2*32.2*($BA78-#REF!))^0.5))))","v":{"$error":"#REF!"}},{"$f":"IF($BC78=\"\",\"\",IF(#REF!>$BB$30,\"\",IF($BA78-#REF!<=0,\"\",(0.6*($BB$40/144)*(2*32.2*($BA78-#REF!))^0.5))))","v":{"$error":"#REF!"}},{"$f":"IF($BC78=\"\",\"\",IF(#REF!>$BB$30,\"\",IF($BA78-#REF!<=0,\"\",(0.6*($BB$40/144)*(2*32.2*($BA78-#REF!))^0.5))))","v":{"$error":"#REF!"}},{"$f":"IF($BC78=\"\",\"\",IF(#REF!>$BB$30,\"\",IF($BA78-#REF!<=0,\"\",(0.6*($BB$40/144)*(2*32.2*($BA78-#REF!))^0.5))))","v":{"$error":"#REF!"}},{"$f":"IF($BC78=\"\",\"\",IF(#REF!>$BB$30,\"\",IF($BA78-#REF!<=0,\"\",(0.6*($BB$40/144)*(2*32.2*($BA78-#REF!))^0.5))))","v":{"$error":"#REF!"}},{"$f":"IF($BC78=\"\",\"\",IF(#REF!>$BB$30,\"\",IF($BA78-#REF!<=0,\"\",(0.6*($BB$40/144)*(2*32.2*($BA78-#REF!))^0.5))))","v":{"$error":"#REF!"}},{"$f":"IF($BC78=\"\",\"\",IF(#REF!>$BB$30,\"\",IF($BA78-#REF!<=0,\"\",(0.6*($BB$40/144)*(2*32.2*($BA78-#REF!))^0.5))))","v":{"$error":"#REF!"}},{"$f":"IF($BC78=\"\",\"\",IF(#REF!>$BB$30,\"\",IF($BA78-#REF!<=0,\"\",(0.6*($BB$40/144)*(2*32.2*($BA78-#REF!))^0.5))))","v":{"$error":"#REF!"}},{"$f":"IF($BC78=\"\",\"\",IF(#REF!>$BB$30,\"\",IF($BA78-#REF!<=0,\"\",(0.6*($BB$40/144)*(2*32.2*($BA78-#REF!))^0.5))))","v":{"$error":"#REF!"}},{"$error":"#REF!"},{"$error":"#REF!"}]
[null,null,null,"F)  Open Space between:",null,"S.S. #93 VEE Wires",null,null,null,null,null,"#93 VEE Wire Slot Opening",null,null,null,null,null,null,null,null,null,null,null,null,null,null,null,null,null,null,null,null,null,null,null,null,null,null,null,null,null,null,null,null,null,null,null,null,null,null,null,null,{"$error":"#REF!"},{"$f":"IF(BA79=\"\",\"\",(($L$30+2*$L$26*(BA79-#REF!))*($L$24*$L$30+2*$L$26*(BA79-#REF!))))","v":{"$error":"#REF!"}},{"$error":"#REF!"},{"$f":"IF($BC79=\"\",\"\",IF(#REF!>$BB$30,\"\",IF($BA79-#REF!<=0,\"\",(0.6*($BB$40/144)*(2*32.2*($BA79-#REF!))^0.5))))","v":{"$error":"#REF!"}},{"$f":"IF($BC79=\"\",\"\",IF(#REF!>$BB$30,\"\",IF($BA79-#REF!<=0,\"\",(0.6*($BB$40/144)*(2*32.2*($BA79-#REF!))^0.5))))","v":{"$error":"#REF!"}},{"$f":"IF($BC79=\"\",\"\",IF(#REF!>$BB$30,\"\",IF($BA79-#REF!<=0,\"\",(0.6*($BB$40/144)*(2*32.2*($BA79-#REF!))^0.5))))","v":{"$error":"#REF!"}},{"$f":"IF($BC79=\"\",\"\",IF(#REF!>$BB$30,\"\",IF($BA79-#REF!<=0,\"\",(0.6*($BB$40/144)*(2*32.2*($BA79-#REF!))^0.5))))","v":{"$error":"#REF!"}},{"$f":"IF($BC79=\"\",\"\",IF(#REF!>$BB$30,\"\",IF($BA79-#REF!<=0,\"\",(0.6*($BB$40/144)*(2*32.2*($BA79-#REF!))^0.5))))","v":{"$error":"#REF!"}},{"$f":"IF($BC79=\"\",\"\",IF(#REF!>$BB$30,\"\",IF($BA79-#REF!<=0,\"\",(0.6*($BB$40/144)*(2*32.2*($BA79-#REF!))^0.5))))","v":{"$error":"#REF!"}},{"$f":"IF($BC79=\"\",\"\",IF(#REF!>$BB$30,\"\",IF($BA79-#REF!<=0,\"\",(0.6*($BB$40/144)*(2*32.2*($BA79-#REF!))^0.5))))","v":{"$error":"#REF!"}},{"$f":"IF($BC79=\"\",\"\",IF(#REF!>$BB$30,\"\",IF($BA79-#REF!<=0,\"\",(0.6*($BB$40/144)*(2*32.2*($BA79-#REF!))^0.5))))","v":{"$error":"#REF!"}},{"$f":"IF($BC79=\"\",\"\",IF(#REF!>$BB$30,\"\",IF($BA79-#REF!<=0,\"\",(0.6*($BB$40/144)*(2*32.2*($BA79-#REF!))^0.5))))","v":{"$error":"#REF!"}},{"$f":"IF($BC79=\"\",\"\",IF(#REF!>$BB$30,\"\",IF($BA79-#REF!<=0,\"\",(0.6*($BB$40/144)*(2*32.2*($BA79-#REF!))^0.5))))","v":{"$error":"#REF!"}},{"$f":"IF($BC79=\"\",\"\",IF(#REF!>$BB$30,\"\",IF($BA79-#REF!<=0,\"\",(0.6*($BB$40/144)*(2*32.2*($BA79-#REF!))^0.5))))","v":{"$error":"#REF!"}},{"$f":"IF($BC79=\"\",\"\",IF(#REF!>$BB$30,\"\",IF($BA79-#REF!<=0,\"\",(0.6*($BB$40/144)*(2*32.2*($BA79-#REF!))^0.5))))","v":{"$error":"#REF!"}},{"$f":"IF($BC79=\"\",\"\",IF(#REF!>$BB$30,\"\",IF($BA79-#REF!<=0,\"\",(0.6*($BB$40/144)*(2*32.2*($BA79-#REF!))^0.5))))","v":{"$error":"#REF!"}},{"$f":"IF($BC79=\"\",\"\",IF(#REF!>$BB$30,\"\",IF($BA79-#REF!<=0,\"\",(0.6*($BB$40/144)*(2*32.2*($BA79-#REF!))^0.5))))","v":{"$error":"#REF!"}},{"$f":"IF($BC79=\"\",\"\",IF(#REF!>$BB$30,\"\",IF($BA79-#REF!<=0,\"\",(0.6*($BB$40/144)*(2*32.2*($BA79-#REF!))^0.5))))","v":{"$error":"#REF!"}},{"$f":"IF($BC79=\"\",\"\",IF(#REF!>$BB$30,\"\",IF($BA79-#REF!<=0,\"\",(0.6*($BB$40/144)*(2*32.2*($BA79-#REF!))^0.5))))","v":{"$error":"#REF!"}},{"$f":"IF($BC79=\"\",\"\",IF(#REF!>$BB$30,\"\",IF($BA79-#REF!<=0,\"\",(0.6*($BB$40/144)*(2*32.2*($BA79-#REF!))^0.5))))","v":{"$error":"#REF!"}},{"$f":"IF($BC79=\"\",\"\",IF(#REF!>$BB$30,\"\",IF($BA79-#REF!<=0,\"\",(0.6*($BB$40/144)*(2*32.2*($BA79-#REF!))^0.5))))","v":{"$error":"#REF!"}},{"$f":"IF($BC79=\"\",\"\",IF(#REF!>$BB$30,\"\",IF($BA79-#REF!<=0,\"\",(0.6*($BB$40/144)*(2*32.2*($BA79-#REF!))^0.5))))","v":{"$error":"#REF!"}},{"$f":"IF($BC79=\"\",\"\",IF(#REF!>$BB$30,\"\",IF($BA79-#REF!<=0,\"\",(0.6*($BB$40/144)*(2*32.2*($BA79-#REF!))^0.5))))","v":{"$error":"#REF!"}},{"$f":"IF($BC79=\"\",\"\",IF(#REF!>$BB$30,\"\",IF($BA79-#REF!<=0,\"\",(0.6*($BB$40/144)*(2*32.2*($BA79-#REF!))^0.5))))","v":{"$error":"#REF!"}},{"$f":"IF($BC79=\"\",\"\",IF(#REF!>$BB$30,\"\",IF($BA79-#REF!<=0,\"\",(0.6*($BB$40/144)*(2*32.2*($BA79-#REF!))^0.5))))","v":{"$error":"#REF!"}},{"$f":"IF($BC79=\"\",\"\",IF(#REF!>$BB$30,\"\",IF($BA79-#REF!<=0,\"\",(0.6*($BB$40/144)*(2*32.2*($BA79-#REF!))^0.5))))","v":{"$error":"#REF!"}},{"$f":"IF($BC79=\"\",\"\",IF(#REF!>$BB$30,\"\",IF($BA79-#REF!<=0,\"\",(0.6*($BB$40/144)*(2*32.2*($BA79-#REF!))^0.5))))","v":{"$error":"#REF!"}},{"$f":"IF($BC79=\"\",\"\",IF(#REF!>$BB$30,\"\",IF($BA79-#REF!<=0,\"\",(0.6*($BB$40/144)*(2*32.2*($BA79-#REF!))^0.5))))","v":{"$error":"#REF!"}},{"$f":"IF($BC79=\"\",\"\",IF(#REF!>$BB$30,\"\",IF($BA79-#REF!<=0,\"\",(0.6*($BB$40/144)*(2*32.2*($BA79-#REF!))^0.5))))","v":{"$error":"#REF!"}},{"$f":"IF($BC79=\"\",\"\",IF(#REF!>$BB$30,\"\",IF($BA79-#REF!<=0,\"\",(0.6*($BB$40/144)*(2*32.2*($BA79-#REF!))^0.5))))","v":{"$error":"#REF!"}},{"$f":"IF($BC79=\"\",\"\",IF(#REF!>$BB$30,\"\",IF($BA79-#REF!<=0,\"\",(0.6*($BB$40/144)*(2*32.2*($BA79-#REF!))^0.5))))","v":{"$error":"#REF!"}},{"$f":"IF($BC79=\"\",\"\",IF(#REF!>$BB$30,\"\",IF($BA79-#REF!<=0,\"\",(0.6*($BB$40/144)*(2*32.2*($BA79-#REF!))^0.5))))","v":{"$error":"#REF!"}},{"$f":"IF($BC79=\"\",\"\",IF(#REF!>$BB$30,\"\",IF($BA79-#REF!<=0,\"\",(0.6*($BB$40/144)*(2*32.2*($BA79-#REF!))^0.5))))","v":{"$error":"#REF!"}},{"$error":"#REF!"},{"$error":"#REF!"}]
[null,null,null,null,null,"Aluminum Bearing Bars (Vertical Alignment)",null,null,null,null,null,"Bearing Bar Spacing",null,null,null,null,null,null,null,null,null,null,null,null,null,null,null,null,null,null,null,null,null,null,null,null,null,null,null,null,null,null,null,null,null,null,null,null,null,null,null,null,{"$error":"#REF!"},{"$f":"IF(BA80=\"\",\"\",(($L$30+2*$L$26*(BA80-#REF!))*($L$24*$L$30+2*$L$26*(BA80-#REF!))))","v":{"$error":"#REF!"}},{"$error":"#REF!"},{"$f":"IF($BC80=\"\",\"\",IF(#REF!>$BB$30,\"\",IF($BA80-#REF!<=0,\"\",(0.6*($BB$40/144)*(2*32.2*($BA80-#REF!))^0.5))))","v":{"$error":"#REF!"}},{"$f":"IF($BC80=\"\",\"\",IF(#REF!>$BB$30,\"\",IF($BA80-#REF!<=0,\"\",(0.6*($BB$40/144)*(2*32.2*($BA80-#REF!))^0.5))))","v":{"$error":"#REF!"}},{"$f":"IF($BC80=\"\",\"\",IF(#REF!>$BB$30,\"\",IF($BA80-#REF!<=0,\"\",(0.6*($BB$40/144)*(2*32.2*($BA80-#REF!))^0.5))))","v":{"$error":"#REF!"}},{"$f":"IF($BC80=\"\",\"\",IF(#REF!>$BB$30,\"\",IF($BA80-#REF!<=0,\"\",(0.6*($BB$40/144)*(2*32.2*($BA80-#REF!))^0.5))))","v":{"$error":"#REF!"}},{"$f":"IF($BC80=\"\",\"\",IF(#REF!>$BB$30,\"\",IF($BA80-#REF!<=0,\"\",(0.6*($BB$40/144)*(2*32.2*($BA80-#REF!))^0.5))))","v":{"$error":"#REF!"}},{"$f":"IF($BC80=\"\",\"\",IF(#REF!>$BB$30,\"\",IF($BA80-#REF!<=0,\"\",(0.6*($BB$40/144)*(2*32.2*($BA80-#REF!))^0.5))))","v":{"$error":"#REF!"}},{"$f":"IF($BC80=\"\",\"\",IF(#REF!>$BB$30,\"\",IF($BA80-#REF!<=0,\"\",(0.6*($BB$40/144)*(2*32.2*($BA80-#REF!))^0.5))))","v":{"$error":"#REF!"}},{"$f":"IF($BC80=\"\",\"\",IF(#REF!>$BB$30,\"\",IF($BA80-#REF!<=0,\"\",(0.6*($BB$40/144)*(2*32.2*($BA80-#REF!))^0.5))))","v":{"$error":"#REF!"}},{"$f":"IF($BC80=\"\",\"\",IF(#REF!>$BB$30,\"\",IF($BA80-#REF!<=0,\"\",(0.6*($BB$40/144)*(2*32.2*($BA80-#REF!))^0.5))))","v":{"$error":"#REF!"}},{"$f":"IF($BC80=\"\",\"\",IF(#REF!>$BB$30,\"\",IF($BA80-#REF!<=0,\"\",(0.6*($BB$40/144)*(2*32.2*($BA80-#REF!))^0.5))))","v":{"$error":"#REF!"}},{"$f":"IF($BC80=\"\",\"\",IF(#REF!>$BB$30,\"\",IF($BA80-#REF!<=0,\"\",(0.6*($BB$40/144)*(2*32.2*($BA80-#REF!))^0.5))))","v":{"$error":"#REF!"}},{"$f":"IF($BC80=\"\",\"\",IF(#REF!>$BB$30,\"\",IF($BA80-#REF!<=0,\"\",(0.6*($BB$40/144)*(2*32.2*($BA80-#REF!))^0.5))))","v":{"$error":"#REF!"}},{"$f":"IF($BC80=\"\",\"\",IF(#REF!>$BB$30,\"\",IF($BA80-#REF!<=0,\"\",(0.6*($BB$40/144)*(2*32.2*($BA80-#REF!))^0.5))))","v":{"$error":"#REF!"}},{"$f":"IF($BC80=\"\",\"\",IF(#REF!>$BB$30,\"\",IF($BA80-#REF!<=0,\"\",(0.6*($BB$40/144)*(2*32.2*($BA80-#REF!))^0.5))))","v":{"$error":"#REF!"}},{"$f":"IF($BC80=\"\",\"\",IF(#REF!>$BB$30,\"\",IF($BA80-#REF!<=0,\"\",(0.6*($BB$40/144)*(2*32.2*($BA80-#REF!))^0.5))))","v":{"$error":"#REF!"}},{"$f":"IF($BC80=\"\",\"\",IF(#REF!>$BB$30,\"\",IF($BA80-#REF!<=0,\"\",(0.6*($BB$40/144)*(2*32.2*($BA80-#REF!))^0.5))))","v":{"$error":"#REF!"}},{"$f":"IF($BC80=\"\",\"\",IF(#REF!>$BB$30,\"\",IF($BA80-#REF!<=0,\"\",(0.6*($BB$40/144)*(2*32.2*($BA80-#REF!))^0.5))))","v":{"$error":"#REF!"}},{"$f":"IF($BC80=\"\",\"\",IF(#REF!>$BB$30,\"\",IF($BA80-#REF!<=0,\"\",(0.6*($BB$40/144)*(2*32.2*($BA80-#REF!))^0.5))))","v":{"$error":"#REF!"}},{"$f":"IF($BC80=\"\",\"\",IF(#REF!>$BB$30,\"\",IF($BA80-#REF!<=0,\"\",(0.6*($BB$40/144)*(2*32.2*($BA80-#REF!))^0.5))))","v":{"$error":"#REF!"}},{"$f":"IF($BC80=\"\",\"\",IF(#REF!>$BB$30,\"\",IF($BA80-#REF!<=0,\"\",(0.6*($BB$40/144)*(2*32.2*($BA80-#REF!))^0.5))))","v":{"$error":"#REF!"}},{"$f":"IF($BC80=\"\",\"\",IF(#REF!>$BB$30,\"\",IF($BA80-#REF!<=0,\"\",(0.6*($BB$40/144)*(2*32.2*($BA80-#REF!))^0.5))))","v":{"$error":"#REF!"}},{"$f":"IF($BC80=\"\",\"\",IF(#REF!>$BB$30,\"\",IF($BA80-#REF!<=0,\"\",(0.6*($BB$40/144)*(2*32.2*($BA80-#REF!))^0.5))))","v":{"$error":"#REF!"}},{"$f":"IF($BC80=\"\",\"\",IF(#REF!>$BB$30,\"\",IF($BA80-#REF!<=0,\"\",(0.6*($BB$40/144)*(2*32.2*($BA80-#REF!))^0.5))))","v":{"$error":"#REF!"}},{"$f":"IF($BC80=\"\",\"\",IF(#REF!>$BB$30,\"\",IF($BA80-#REF!<=0,\"\",(0.6*($BB$40/144)*(2*32.2*($BA80-#REF!))^0.5))))","v":{"$error":"#REF!"}},{"$f":"IF($BC80=\"\",\"\",IF(#REF!>$BB$30,\"\",IF($BA80-#REF!<=0,\"\",(0.6*($BB$40/144)*(2*32.2*($BA80-#REF!))^0.5))))","v":{"$error":"#REF!"}},{"$f":"IF($BC80=\"\",\"\",IF(#REF!>$BB$30,\"\",IF($BA80-#REF!<=0,\"\",(0.6*($BB$40/144)*(2*32.2*($BA80-#REF!))^0.5))))","v":{"$error":"#REF!"}},{"$f":"IF($BC80=\"\",\"\",IF(#REF!>$BB$30,\"\",IF($BA80-#REF!<=0,\"\",(0.6*($BB$40/144)*(2*32.2*($BA80-#REF!))^0.5))))","v":{"$error":"#REF!"}},{"$f":"IF($BC80=\"\",\"\",IF(#REF!>$BB$30,\"\",IF($BA80-#REF!<=0,\"\",(0.6*($BB$40/144)*(2*32.2*($BA80-#REF!))^0.5))))","v":{"$error":"#REF!"}},{"$f":"IF($BC80=\"\",\"\",IF(#REF!>$BB$30,\"\",IF($BA80-#REF!<=0,\"\",(0.6*($BB$40/144)*(2*32.2*($BA80-#REF!))^0.5))))","v":{"$error":"#REF!"}},{"$f":"IF($BC80=\"\",\"\",IF(#REF!>$BB$30,\"\",IF($BA80-#REF!<=0,\"\",(0.6*($BB$40/144)*(2*32.2*($BA80-#REF!))^0.5))))","v":{"$error":"#REF!"}},{"$error":"#REF!"},{"$error":"#REF!"}]
[null,null,null,null,null,null,null,null,null,null,null,null,null,null,null,null,null,null,null,null,null,null,null,null,null,null,null,null,null,null,null,null,null,null,null,null,null,null,null,null,null,null,null,null,null,null,null,null,null,null,null,null,{"$error":"#REF!"},{"$f":"IF(BA81=\"\",\"\",(($L$30+2*$L$26*(BA81-#REF!))*($L$24*$L$30+2*$L$26*(BA81-#REF!))))","v":{"$error":"#REF!"}},{"$error":"#REF!"},{"$f":"IF($BC81=\"\",\"\",IF(#REF!>$BB$30,\"\",IF($BA81-#REF!<=0,\"\",(0.6*($BB$40/144)*(2*32.2*($BA81-#REF!))^0.5))))","v":{"$error":"#REF!"}},{"$f":"IF($BC81=\"\",\"\",IF(#REF!>$BB$30,\"\",IF($BA81-#REF!<=0,\"\",(0.6*($BB$40/144)*(2*32.2*($BA81-#REF!))^0.5))))","v":{"$error":"#REF!"}},{"$f":"IF($BC81=\"\",\"\",IF(#REF!>$BB$30,\"\",IF($BA81-#REF!<=0,\"\",(0.6*($BB$40/144)*(2*32.2*($BA81-#REF!))^0.5))))","v":{"$error":"#REF!"}},{"$f":"IF($BC81=\"\",\"\",IF(#REF!>$BB$30,\"\",IF($BA81-#REF!<=0,\"\",(0.6*($BB$40/144)*(2*32.2*($BA81-#REF!))^0.5))))","v":{"$error":"#REF!"}},{"$f":"IF($BC81=\"\",\"\",IF(#REF!>$BB$30,\"\",IF($BA81-#REF!<=0,\"\",(0.6*($BB$40/144)*(2*32.2*($BA81-#REF!))^0.5))))","v":{"$error":"#REF!"}},{"$f":"IF($BC81=\"\",\"\",IF(#REF!>$BB$30,\"\",IF($BA81-#REF!<=0,\"\",(0.6*($BB$40/144)*(2*32.2*($BA81-#REF!))^0.5))))","v":{"$error":"#REF!"}},{"$f":"IF($BC81=\"\",\"\",IF(#REF!>$BB$30,\"\",IF($BA81-#REF!<=0,\"\",(0.6*($BB$40/144)*(2*32.2*($BA81-#REF!))^0.5))))","v":{"$error":"#REF!"}},{"$f":"IF($BC81=\"\",\"\",IF(#REF!>$BB$30,\"\",IF($BA81-#REF!<=0,\"\",(0.6*($BB$40/144)*(2*32.2*($BA81-#REF!))^0.5))))","v":{"$error":"#REF!"}},{"$f":"IF($BC81=\"\",\"\",IF(#REF!>$BB$30,\"\",IF($BA81-#REF!<=0,\"\",(0.6*($BB$40/144)*(2*32.2*($BA81-#REF!))^0.5))))","v":{"$error":"#REF!"}},{"$f":"IF($BC81=\"\",\"\",IF(#REF!>$BB$30,\"\",IF($BA81-#REF!<=0,\"\",(0.6*($BB$40/144)*(2*32.2*($BA81-#REF!))^0.5))))","v":{"$error":"#REF!"}},{"$f":"IF($BC81=\"\",\"\",IF(#REF!>$BB$30,\"\",IF($BA81-#REF!<=0,\"\",(0.6*($BB$40/144)*(2*32.2*($BA81-#REF!))^0.5))))","v":{"$error":"#REF!"}},{"$f":"IF($BC81=\"\",\"\",IF(#REF!>$BB$30,\"\",IF($BA81-#REF!<=0,\"\",(0.6*($BB$40/144)*(2*32.2*($BA81-#REF!))^0.5))))","v":{"$error":"#REF!"}},{"$f":"IF($BC81=\"\",\"\",IF(#REF!>$BB$30,\"\",IF($BA81-#REF!<=0,\"\",(0.6*($BB$40/144)*(2*32.2*($BA81-#REF!))^0.5))))","v":{"$error":"#REF!"}},{"$f":"IF($BC81=\"\",\"\",IF(#REF!>$BB$30,\"\",IF($BA81-#REF!<=0,\"\",(0.6*($BB$40/144)*(2*32.2*($BA81-#REF!))^0.5))))","v":{"$error":"#REF!"}},{"$f":"IF($BC81=\"\",\"\",IF(#REF!>$BB$30,\"\",IF($BA81-#REF!<=0,\"\",(0.6*($BB$40/144)*(2*32.2*($BA81-#REF!))^0.5))))","v":{"$error":"#REF!"}},{"$f":"IF($BC81=\"\",\"\",IF(#REF!>$BB$30,\"\",IF($BA81-#REF!<=0,\"\",(0.6*($BB$40/144)*(2*32.2*($BA81-#REF!))^0.5))))","v":{"$error":"#REF!"}},{"$f":"IF($BC81=\"\",\"\",IF(#REF!>$BB$30,\"\",IF($BA81-#REF!<=0,\"\",(0.6*($BB$40/144)*(2*32.2*($BA81-#REF!))^0.5))))","v":{"$error":"#REF!"}},{"$f":"IF($BC81=\"\",\"\",IF(#REF!>$BB$30,\"\",IF($BA81-#REF!<=0,\"\",(0.6*($BB$40/144)*(2*32.2*($BA81-#REF!))^0.5))))","v":{"$error":"#REF!"}},{"$f":"IF($BC81=\"\",\"\",IF(#REF!>$BB$30,\"\",IF($BA81-#REF!<=0,\"\",(0.6*($BB$40/144)*(2*32.2*($BA81-#REF!))^0.5))))","v":{"$error":"#REF!"}},{"$f":"IF($BC81=\"\",\"\",IF(#REF!>$BB$30,\"\",IF($BA81-#REF!<=0,\"\",(0.6*($BB$40/144)*(2*32.2*($BA81-#REF!))^0.5))))","v":{"$error":"#REF!"}},{"$f":"IF($BC81=\"\",\"\",IF(#REF!>$BB$30,\"\",IF($BA81-#REF!<=0,\"\",(0.6*($BB$40/144)*(2*32.2*($BA81-#REF!))^0.5))))","v":{"$error":"#REF!"}},{"$f":"IF($BC81=\"\",\"\",IF(#REF!>$BB$30,\"\",IF($BA81-#REF!<=0,\"\",(0.6*($BB$40/144)*(2*32.2*($BA81-#REF!))^0.5))))","v":{"$error":"#REF!"}},{"$f":"IF($BC81=\"\",\"\",IF(#REF!>$BB$30,\"\",IF($BA81-#REF!<=0,\"\",(0.6*($BB$40/144)*(2*32.2*($BA81-#REF!))^0.5))))","v":{"$error":"#REF!"}},{"$f":"IF($BC81=\"\",\"\",IF(#REF!>$BB$30,\"\",IF($BA81-#REF!<=0,\"\",(0.6*($BB$40/144)*(2*32.2*($BA81-#REF!))^0.5))))","v":{"$error":"#REF!"}},{"$f":"IF($BC81=\"\",\"\",IF(#REF!>$BB$30,\"\",IF($BA81-#REF!<=0,\"\",(0.6*($BB$40/144)*(2*32.2*($BA81-#REF!))^0.5))))","v":{"$error":"#REF!"}},{"$f":"IF($BC81=\"\",\"\",IF(#REF!>$BB$30,\"\",IF($BA81-#REF!<=0,\"\",(0.6*($BB$40/144)*(2*32.2*($BA81-#REF!))^0.5))))","v":{"$error":"#REF!"}},{"$f":"IF($BC81=\"\",\"\",IF(#REF!>$BB$30,\"\",IF($BA81-#REF!<=0,\"\",(0.6*($BB$40/144)*(2*32.2*($BA81-#REF!))^0.5))))","v":{"$error":"#REF!"}},{"$f":"IF($BC81=\"\",\"\",IF(#REF!>$BB$30,\"\",IF($BA81-#REF!<=0,\"\",(0.6*($BB$40/144)*(2*32.2*($BA81-#REF!))^0.5))))","v":{"$error":"#REF!"}},{"$f":"IF($BC81=\"\",\"\",IF(#REF!>$BB$30,\"\",IF($BA81-#REF!<=0,\"\",(0.6*($BB$40/144)*(2*32.2*($BA81-#REF!))^0.5))))","v":{"$error":"#REF!"}},{"$f":"IF($BC81=\"\",\"\",IF(#REF!>$BB$30,\"\",IF($BA81-#REF!<=0,\"\",(0.6*($BB$40/144)*(2*32.2*($BA81-#REF!))^0.5))))","v":{"$error":"#REF!"}},{"$error":"#REF!"},{"$error":"#REF!"}]
[null,null,null,"G)  Spacing of Support Rods (O.C.)",null,null,null,null,null,null,null,"On Center Spacing",null,null,null,null,null,null,null,null,null,null,null,null,null,null,null,null,null,null,null,null,null,null,null,null,null,null,null,null,null,null,null,null,null,null,null,null,null,null,null,null,{"$error":"#REF!"},{"$f":"IF(BA82=\"\",\"\",(($L$30+2*$L$26*(BA82-#REF!))*($L$24*$L$30+2*$L$26*(BA82-#REF!))))","v":{"$error":"#REF!"}},{"$error":"#REF!"},{"$f":"IF($BC82=\"\",\"\",IF(#REF!>$BB$30,\"\",IF($BA82-#REF!<=0,\"\",(0.6*($BB$40/144)*(2*32.2*($BA82-#REF!))^0.5))))","v":{"$error":"#REF!"}},{"$f":"IF($BC82=\"\",\"\",IF(#REF!>$BB$30,\"\",IF($BA82-#REF!<=0,\"\",(0.6*($BB$40/144)*(2*32.2*($BA82-#REF!))^0.5))))","v":{"$error":"#REF!"}},{"$f":"IF($BC82=\"\",\"\",IF(#REF!>$BB$30,\"\",IF($BA82-#REF!<=0,\"\",(0.6*($BB$40/144)*(2*32.2*($BA82-#REF!))^0.5))))","v":{"$error":"#REF!"}},{"$f":"IF($BC82=\"\",\"\",IF(#REF!>$BB$30,\"\",IF($BA82-#REF!<=0,\"\",(0.6*($BB$40/144)*(2*32.2*($BA82-#REF!))^0.5))))","v":{"$error":"#REF!"}},{"$f":"IF($BC82=\"\",\"\",IF(#REF!>$BB$30,\"\",IF($BA82-#REF!<=0,\"\",(0.6*($BB$40/144)*(2*32.2*($BA82-#REF!))^0.5))))","v":{"$error":"#REF!"}},{"$f":"IF($BC82=\"\",\"\",IF(#REF!>$BB$30,\"\",IF($BA82-#REF!<=0,\"\",(0.6*($BB$40/144)*(2*32.2*($BA82-#REF!))^0.5))))","v":{"$error":"#REF!"}},{"$f":"IF($BC82=\"\",\"\",IF(#REF!>$BB$30,\"\",IF($BA82-#REF!<=0,\"\",(0.6*($BB$40/144)*(2*32.2*($BA82-#REF!))^0.5))))","v":{"$error":"#REF!"}},{"$f":"IF($BC82=\"\",\"\",IF(#REF!>$BB$30,\"\",IF($BA82-#REF!<=0,\"\",(0.6*($BB$40/144)*(2*32.2*($BA82-#REF!))^0.5))))","v":{"$error":"#REF!"}},{"$f":"IF($BC82=\"\",\"\",IF(#REF!>$BB$30,\"\",IF($BA82-#REF!<=0,\"\",(0.6*($BB$40/144)*(2*32.2*($BA82-#REF!))^0.5))))","v":{"$error":"#REF!"}},{"$f":"IF($BC82=\"\",\"\",IF(#REF!>$BB$30,\"\",IF($BA82-#REF!<=0,\"\",(0.6*($BB$40/144)*(2*32.2*($BA82-#REF!))^0.5))))","v":{"$error":"#REF!"}},{"$f":"IF($BC82=\"\",\"\",IF(#REF!>$BB$30,\"\",IF($BA82-#REF!<=0,\"\",(0.6*($BB$40/144)*(2*32.2*($BA82-#REF!))^0.5))))","v":{"$error":"#REF!"}},{"$f":"IF($BC82=\"\",\"\",IF(#REF!>$BB$30,\"\",IF($BA82-#REF!<=0,\"\",(0.6*($BB$40/144)*(2*32.2*($BA82-#REF!))^0.5))))","v":{"$error":"#REF!"}},{"$f":"IF($BC82=\"\",\"\",IF(#REF!>$BB$30,\"\",IF($BA82-#REF!<=0,\"\",(0.6*($BB$40/144)*(2*32.2*($BA82-#REF!))^0.5))))","v":{"$error":"#REF!"}},{"$f":"IF($BC82=\"\",\"\",IF(#REF!>$BB$30,\"\",IF($BA82-#REF!<=0,\"\",(0.6*($BB$40/144)*(2*32.2*($BA82-#REF!))^0.5))))","v":{"$error":"#REF!"}},{"$f":"IF($BC82=\"\",\"\",IF(#REF!>$BB$30,\"\",IF($BA82-#REF!<=0,\"\",(0.6*($BB$40/144)*(2*32.2*($BA82-#REF!))^0.5))))","v":{"$error":"#REF!"}},{"$f":"IF($BC82=\"\",\"\",IF(#REF!>$BB$30,\"\",IF($BA82-#REF!<=0,\"\",(0.6*($BB$40/144)*(2*32.2*($BA82-#REF!))^0.5))))","v":{"$error":"#REF!"}},{"$f":"IF($BC82=\"\",\"\",IF(#REF!>$BB$30,\"\",IF($BA82-#REF!<=0,\"\",(0.6*($BB$40/144)*(2*32.2*($BA82-#REF!))^0.5))))","v":{"$error":"#REF!"}},{"$f":"IF($BC82=\"\",\"\",IF(#REF!>$BB$30,\"\",IF($BA82-#REF!<=0,\"\",(0.6*($BB$40/144)*(2*32.2*($BA82-#REF!))^0.5))))","v":{"$error":"#REF!"}},{"$f":"IF($BC82=\"\",\"\",IF(#REF!>$BB$30,\"\",IF($BA82-#REF!<=0,\"\",(0.6*($BB$40/144)*(2*32.2*($BA82-#REF!))^0.5))))","v":{"$error":"#REF!"}},{"$f":"IF($BC82=\"\",\"\",IF(#REF!>$BB$30,\"\",IF($BA82-#REF!<=0,\"\",(0.6*($BB$40/144)*(2*32.2*($BA82-#REF!))^0.5))))","v":{"$error":"#REF!"}},{"$f":"IF($BC82=\"\",\"\",IF(#REF!>$BB$30,\"\",IF($BA82-#REF!<=0,\"\",(0.6*($BB$40/144)*(2*32.2*($BA82-#REF!))^0.5))))","v":{"$error":"#REF!"}},{"$f":"IF($BC82=\"\",\"\",IF(#REF!>$BB$30,\"\",IF($BA82-#REF!<=0,\"\",(0.6*($BB$40/144)*(2*32.2*($BA82-#REF!))^0.5))))","v":{"$error":"#REF!"}},{"$f":"IF($BC82=\"\",\"\",IF(#REF!>$BB$30,\"\",IF($BA82-#REF!<=0,\"\",(0.6*($BB$40/144)*(2*32.2*($BA82-#REF!))^0.5))))","v":{"$error":"#REF!"}},{"$f":"IF($BC82=\"\",\"\",IF(#REF!>$BB$30,\"\",IF($BA82-#REF!<=0,\"\",(0.6*($BB$40/144)*(2*32.2*($BA82-#REF!))^0.5))))","v":{"$error":"#REF!"}},{"$f":"IF($BC82=\"\",\"\",IF(#REF!>$BB$30,\"\",IF($BA82-#REF!<=0,\"\",(0.6*($BB$40/144)*(2*32.2*($BA82-#REF!))^0.5))))","v":{"$error":"#REF!"}},{"$f":"IF($BC82=\"\",\"\",IF(#REF!>$BB$30,\"\",IF($BA82-#REF!<=0,\"\",(0.6*($BB$40/144)*(2*32.2*($BA82-#REF!))^0.5))))","v":{"$error":"#REF!"}},{"$f":"IF($BC82=\"\",\"\",IF(#REF!>$BB$30,\"\",IF($BA82-#REF!<=0,\"\",(0.6*($BB$40/144)*(2*32.2*($BA82-#REF!))^0.5))))","v":{"$error":"#REF!"}},{"$f":"IF($BC82=\"\",\"\",IF(#REF!>$BB$30,\"\",IF($BA82-#REF!<=0,\"\",(0.6*($BB$40/144)*(2*32.2*($BA82-#REF!))^0.5))))","v":{"$error":"#REF!"}},{"$f":"IF($BC82=\"\",\"\",IF(#REF!>$BB$30,\"\",IF($BA82-#REF!<=0,\"\",(0.6*($BB$40/144)*(2*32.2*($BA82-#REF!))^0.5))))","v":{"$error":"#REF!"}},{"$f":"IF($BC82=\"\",\"\",IF(#REF!>$BB$30,\"\",IF($BA82-#REF!<=0,\"\",(0.6*($BB$40/144)*(2*32.2*($BA82-#REF!))^0.5))))","v":{"$error":"#REF!"}},{"$error":"#REF!"},{"$error":"#REF!"}]
[null,null,null,null,null,null,null,null,null,null,null,null,null,null,null,null,null,null,null,null,null,null,null,null,null,null,null,null,null,null,null,null,null,null,null,null,null,null,null,null,null,null,null,null,null,null,null,null,null,null,null,null,{"$error":"#REF!"},{"$f":"IF(BA83=\"\",\"\",(($L$30+2*$L$26*(BA83-#REF!))*($L$24*$L$30+2*$L$26*(BA83-#REF!))))","v":{"$error":"#REF!"}},{"$error":"#REF!"},{"$f":"IF($BC83=\"\",\"\",IF(#REF!>$BB$30,\"\",IF($BA83-#REF!<=0,\"\",(0.6*($BB$40/144)*(2*32.2*($BA83-#REF!))^0.5))))","v":{"$error":"#REF!"}},{"$f":"IF($BC83=\"\",\"\",IF(#REF!>$BB$30,\"\",IF($BA83-#REF!<=0,\"\",(0.6*($BB$40/144)*(2*32.2*($BA83-#REF!))^0.5))))","v":{"$error":"#REF!"}},{"$f":"IF($BC83=\"\",\"\",IF(#REF!>$BB$30,\"\",IF($BA83-#REF!<=0,\"\",(0.6*($BB$40/144)*(2*32.2*($BA83-#REF!))^0.5))))","v":{"$error":"#REF!"}},{"$f":"IF($BC83=\"\",\"\",IF(#REF!>$BB$30,\"\",IF($BA83-#REF!<=0,\"\",(0.6*($BB$40/144)*(2*32.2*($BA83-#REF!))^0.5))))","v":{"$error":"#REF!"}},{"$f":"IF($BC83=\"\",\"\",IF(#REF!>$BB$30,\"\",IF($BA83-#REF!<=0,\"\",(0.6*($BB$40/144)*(2*32.2*($BA83-#REF!))^0.5))))","v":{"$error":"#REF!"}},{"$f":"IF($BC83=\"\",\"\",IF(#REF!>$BB$30,\"\",IF($BA83-#REF!<=0,\"\",(0.6*($BB$40/144)*(2*32.2*($BA83-#REF!))^0.5))))","v":{"$error":"#REF!"}},{"$f":"IF($BC83=\"\",\"\",IF(#REF!>$BB$30,\"\",IF($BA83-#REF!<=0,\"\",(0.6*($BB$40/144)*(2*32.2*($BA83-#REF!))^0.5))))","v":{"$error":"#REF!"}},{"$f":"IF($BC83=\"\",\"\",IF(#REF!>$BB$30,\"\",IF($BA83-#REF!<=0,\"\",(0.6*($BB$40/144)*(2*32.2*($BA83-#REF!))^0.5))))","v":{"$error":"#REF!"}},{"$f":"IF($BC83=\"\",\"\",IF(#REF!>$BB$30,\"\",IF($BA83-#REF!<=0,\"\",(0.6*($BB$40/144)*(2*32.2*($BA83-#REF!))^0.5))))","v":{"$error":"#REF!"}},{"$f":"IF($BC83=\"\",\"\",IF(#REF!>$BB$30,\"\",IF($BA83-#REF!<=0,\"\",(0.6*($BB$40/144)*(2*32.2*($BA83-#REF!))^0.5))))","v":{"$error":"#REF!"}},{"$f":"IF($BC83=\"\",\"\",IF(#REF!>$BB$30,\"\",IF($BA83-#REF!<=0,\"\",(0.6*($BB$40/144)*(2*32.2*($BA83-#REF!))^0.5))))","v":{"$error":"#REF!"}},{"$f":"IF($BC83=\"\",\"\",IF(#REF!>$BB$30,\"\",IF($BA83-#REF!<=0,\"\",(0.6*($BB$40/144)*(2*32.2*($BA83-#REF!))^0.5))))","v":{"$error":"#REF!"}},{"$f":"IF($BC83=\"\",\"\",IF(#REF!>$BB$30,\"\",IF($BA83-#REF!<=0,\"\",(0.6*($BB$40/144)*(2*32.2*($BA83-#REF!))^0.5))))","v":{"$error":"#REF!"}},{"$f":"IF($BC83=\"\",\"\",IF(#REF!>$BB$30,\"\",IF($BA83-#REF!<=0,\"\",(0.6*($BB$40/144)*(2*32.2*($BA83-#REF!))^0.5))))","v":{"$error":"#REF!"}},{"$f":"IF($BC83=\"\",\"\",IF(#REF!>$BB$30,\"\",IF($BA83-#REF!<=0,\"\",(0.6*($BB$40/144)*(2*32.2*($BA83-#REF!))^0.5))))","v":{"$error":"#REF!"}},{"$f":"IF($BC83=\"\",\"\",IF(#REF!>$BB$30,\"\",IF($BA83-#REF!<=0,\"\",(0.6*($BB$40/144)*(2*32.2*($BA83-#REF!))^0.5))))","v":{"$error":"#REF!"}},{"$f":"IF($BC83=\"\",\"\",IF(#REF!>$BB$30,\"\",IF($BA83-#REF!<=0,\"\",(0.6*($BB$40/144)*(2*32.2*($BA83-#REF!))^0.5))))","v":{"$error":"#REF!"}},{"$f":"IF($BC83=\"\",\"\",IF(#REF!>$BB$30,\"\",IF($BA83-#REF!<=0,\"\",(0.6*($BB$40/144)*(2*32.2*($BA83-#REF!))^0.5))))","v":{"$error":"#REF!"}},{"$f":"IF($BC83=\"\",\"\",IF(#REF!>$BB$30,\"\",IF($BA83-#REF!<=0,\"\",(0.6*($BB$40/144)*(2*32.2*($BA83-#REF!))^0.5))))","v":{"$error":"#REF!"}},{"$f":"IF($BC83=\"\",\"\",IF(#REF!>$BB$30,\"\",IF($BA83-#REF!<=0,\"\",(0.6*($BB$40/144)*(2*32.2*($BA83-#REF!))^0.5))))","v":{"$error":"#REF!"}},{"$f":"IF($BC83=\"\",\"\",IF(#REF!>$BB$30,\"\",IF($BA83-#REF!<=0,\"\",(0.6*($BB$40/144)*(2*32.2*($BA83-#REF!))^0.5))))","v":{"$error":"#REF!"}},{"$f":"IF($BC83=\"\",\"\",IF(#REF!>$BB$30,\"\",IF($BA83-#REF!<=0,\"\",(0.6*($BB$40/144)*(2*32.2*($BA83-#REF!))^0.5))))","v":{"$error":"#REF!"}},{"$f":"IF($BC83=\"\",\"\",IF(#REF!>$BB$30,\"\",IF($BA83-#REF!<=0,\"\",(0.6*($BB$40/144)*(2*32.2*($BA83-#REF!))^0.5))))","v":{"$error":"#REF!"}},{"$f":"IF($BC83=\"\",\"\",IF(#REF!>$BB$30,\"\",IF($BA83-#REF!<=0,\"\",(0.6*($BB$40/144)*(2*32.2*($BA83-#REF!))^0.5))))","v":{"$error":"#REF!"}},{"$f":"IF($BC83=\"\",\"\",IF(#REF!>$BB$30,\"\",IF($BA83-#REF!<=0,\"\",(0.6*($BB$40/144)*(2*32.2*($BA83-#REF!))^0.5))))","v":{"$error":"#REF!"}},{"$f":"IF($BC83=\"\",\"\",IF(#REF!>$BB$30,\"\",IF($BA83-#REF!<=0,\"\",(0.6*($BB$40/144)*(2*32.2*($BA83-#REF!))^0.5))))","v":{"$error":"#REF!"}},{"$f":"IF($BC83=\"\",\"\",IF(#REF!>$BB$30,\"\",IF($BA83-#REF!<=0,\"\",(0.6*($BB$40/144)*(2*32.2*($BA83-#REF!))^0.5))))","v":{"$error":"#REF!"}},{"$f":"IF($BC83=\"\",\"\",IF(#REF!>$BB$30,\"\",IF($BA83-#REF!<=0,\"\",(0.6*($BB$40/144)*(2*32.2*($BA83-#REF!))^0.5))))","v":{"$error":"#REF!"}},{"$f":"IF($BC83=\"\",\"\",IF(#REF!>$BB$30,\"\",IF($BA83-#REF!<=0,\"\",(0.6*($BB$40/144)*(2*32.2*($BA83-#REF!))^0.5))))","v":{"$error":"#REF!"}},{"$f":"IF($BC83=\"\",\"\",IF(#REF!>$BB$30,\"\",IF($BA83-#REF!<=0,\"\",(0.6*($BB$40/144)*(2*32.2*($BA83-#REF!))^0.5))))","v":{"$error":"#REF!"}},{"$error":"#REF!"},{"$error":"#REF!"}]
[null,null,null,"H)  Type and Size of:",null,null,null,null,null,null,null,null,null,null,null,null,null,null,null,null,null,null,null,null,null,null,null,null,null,null,null,null,null,null,null,null,null,null,null,null,null,null,null,null,null,null,null,null,null,null,null,null,{"$error":"#REF!"},{"$f":"IF(BA84=\"\",\"\",(($L$30+2*$L$26*(BA84-#REF!))*($L$24*$L$30+2*$L$26*(BA84-#REF!))))","v":{"$error":"#REF!"}},{"$error":"#REF!"},{"$f":"IF($BC84=\"\",\"\",IF(#REF!>$BB$30,\"\",IF($BA84-#REF!<=0,\"\",(0.6*($BB$40/144)*(2*32.2*($BA84-#REF!))^0.5))))","v":{"$error":"#REF!"}},{"$f":"IF($BC84=\"\",\"\",IF(#REF!>$BB$30,\"\",IF($BA84-#REF!<=0,\"\",(0.6*($BB$40/144)*(2*32.2*($BA84-#REF!))^0.5))))","v":{"$error":"#REF!"}},{"$f":"IF($BC84=\"\",\"\",IF(#REF!>$BB$30,\"\",IF($BA84-#REF!<=0,\"\",(0.6*($BB$40/144)*(2*32.2*($BA84-#REF!))^0.5))))","v":{"$error":"#REF!"}},{"$f":"IF($BC84=\"\",\"\",IF(#REF!>$BB$30,\"\",IF($BA84-#REF!<=0,\"\",(0.6*($BB$40/144)*(2*32.2*($BA84-#REF!))^0.5))))","v":{"$error":"#REF!"}},{"$f":"IF($BC84=\"\",\"\",IF(#REF!>$BB$30,\"\",IF($BA84-#REF!<=0,\"\",(0.6*($BB$40/144)*(2*32.2*($BA84-#REF!))^0.5))))","v":{"$error":"#REF!"}},{"$f":"IF($BC84=\"\",\"\",IF(#REF!>$BB$30,\"\",IF($BA84-#REF!<=0,\"\",(0.6*($BB$40/144)*(2*32.2*($BA84-#REF!))^0.5))))","v":{"$error":"#REF!"}},{"$f":"IF($BC84=\"\",\"\",IF(#REF!>$BB$30,\"\",IF($BA84-#REF!<=0,\"\",(0.6*($BB$40/144)*(2*32.2*($BA84-#REF!))^0.5))))","v":{"$error":"#REF!"}},{"$f":"IF($BC84=\"\",\"\",IF(#REF!>$BB$30,\"\",IF($BA84-#REF!<=0,\"\",(0.6*($BB$40/144)*(2*32.2*($BA84-#REF!))^0.5))))","v":{"$error":"#REF!"}},{"$f":"IF($BC84=\"\",\"\",IF(#REF!>$BB$30,\"\",IF($BA84-#REF!<=0,\"\",(0.6*($BB$40/144)*(2*32.2*($BA84-#REF!))^0.5))))","v":{"$error":"#REF!"}},{"$f":"IF($BC84=\"\",\"\",IF(#REF!>$BB$30,\"\",IF($BA84-#REF!<=0,\"\",(0.6*($BB$40/144)*(2*32.2*($BA84-#REF!))^0.5))))","v":{"$error":"#REF!"}},{"$f":"IF($BC84=\"\",\"\",IF(#REF!>$BB$30,\"\",IF($BA84-#REF!<=0,\"\",(0.6*($BB$40/144)*(2*32.2*($BA84-#REF!))^0.5))))","v":{"$error":"#REF!"}},{"$f":"IF($BC84=\"\",\"\",IF(#REF!>$BB$30,\"\",IF($BA84-#REF!<=0,\"\",(0.6*($BB$40/144)*(2*32.2*($BA84-#REF!))^0.5))))","v":{"$error":"#REF!"}},{"$f":"IF($BC84=\"\",\"\",IF(#REF!>$BB$30,\"\",IF($BA84-#REF!<=0,\"\",(0.6*($BB$40/144)*(2*32.2*($BA84-#REF!))^0.5))))","v":{"$error":"#REF!"}},{"$f":"IF($BC84=\"\",\"\",IF(#REF!>$BB$30,\"\",IF($BA84-#REF!<=0,\"\",(0.6*($BB$40/144)*(2*32.2*($BA84-#REF!))^0.5))))","v":{"$error":"#REF!"}},{"$f":"IF($BC84=\"\",\"\",IF(#REF!>$BB$30,\"\",IF($BA84-#REF!<=0,\"\",(0.6*($BB$40/144)*(2*32.2*($BA84-#REF!))^0.5))))","v":{"$error":"#REF!"}},{"$f":"IF($BC84=\"\",\"\",IF(#REF!>$BB$30,\"\",IF($BA84-#REF!<=0,\"\",(0.6*($BB$40/144)*(2*32.2*($BA84-#REF!))^0.5))))","v":{"$error":"#REF!"}},{"$f":"IF($BC84=\"\",\"\",IF(#REF!>$BB$30,\"\",IF($BA84-#REF!<=0,\"\",(0.6*($BB$40/144)*(2*32.2*($BA84-#REF!))^0.5))))","v":{"$error":"#REF!"}},{"$f":"IF($BC84=\"\",\"\",IF(#REF!>$BB$30,\"\",IF($BA84-#REF!<=0,\"\",(0.6*($BB$40/144)*(2*32.2*($BA84-#REF!))^0.5))))","v":{"$error":"#REF!"}},{"$f":"IF($BC84=\"\",\"\",IF(#REF!>$BB$30,\"\",IF($BA84-#REF!<=0,\"\",(0.6*($BB$40/144)*(2*32.2*($BA84-#REF!))^0.5))))","v":{"$error":"#REF!"}},{"$f":"IF($BC84=\"\",\"\",IF(#REF!>$BB$30,\"\",IF($BA84-#REF!<=0,\"\",(0.6*($BB$40/144)*(2*32.2*($BA84-#REF!))^0.5))))","v":{"$error":"#REF!"}},{"$f":"IF($BC84=\"\",\"\",IF(#REF!>$BB$30,\"\",IF($BA84-#REF!<=0,\"\",(0.6*($BB$40/144)*(2*32.2*($BA84-#REF!))^0.5))))","v":{"$error":"#REF!"}},{"$f":"IF($BC84=\"\",\"\",IF(#REF!>$BB$30,\"\",IF($BA84-#REF!<=0,\"\",(0.6*($BB$40/144)*(2*32.2*($BA84-#REF!))^0.5))))","v":{"$error":"#REF!"}},{"$f":"IF($BC84=\"\",\"\",IF(#REF!>$BB$30,\"\",IF($BA84-#REF!<=0,\"\",(0.6*($BB$40/144)*(2*32.2*($BA84-#REF!))^0.5))))","v":{"$error":"#REF!"}},{"$f":"IF($BC84=\"\",\"\",IF(#REF!>$BB$30,\"\",IF($BA84-#REF!<=0,\"\",(0.6*($BB$40/144)*(2*32.2*($BA84-#REF!))^0.5))))","v":{"$error":"#REF!"}},{"$f":"IF($BC84=\"\",\"\",IF(#REF!>$BB$30,\"\",IF($BA84-#REF!<=0,\"\",(0.6*($BB$40/144)*(2*32.2*($BA84-#REF!))^0.5))))","v":{"$error":"#REF!"}},{"$f":"IF($BC84=\"\",\"\",IF(#REF!>$BB$30,\"\",IF($BA84-#REF!<=0,\"\",(0.6*($BB$40/144)*(2*32.2*($BA84-#REF!))^0.5))))","v":{"$error":"#REF!"}},{"$f":"IF($BC84=\"\",\"\",IF(#REF!>$BB$30,\"\",IF($BA84-#REF!<=0,\"\",(0.6*($BB$40/144)*(2*32.2*($BA84-#REF!))^0.5))))","v":{"$error":"#REF!"}},{"$f":"IF($BC84=\"\",\"\",IF(#REF!>$BB$30,\"\",IF($BA84-#REF!<=0,\"\",(0.6*($BB$40/144)*(2*32.2*($BA84-#REF!))^0.5))))","v":{"$error":"#REF!"}},{"$f":"IF($BC84=\"\",\"\",IF(#REF!>$BB$30,\"\",IF($BA84-#REF!<=0,\"\",(0.6*($BB$40/144)*(2*32.2*($BA84-#REF!))^0.5))))","v":{"$error":"#REF!"}},{"$f":"IF($BC84=\"\",\"\",IF(#REF!>$BB$30,\"\",IF($BA84-#REF!<=0,\"\",(0.6*($BB$40/144)*(2*32.2*($BA84-#REF!))^0.5))))","v":{"$error":"#REF!"}},{"$error":"#REF!"},{"$error":"#REF!"}]
[null,null,null,null,"Support Rods for S.S. #93 VEE Wire Screen",null,null,null,null,null,null,null,null,null,null,null,null,null,null,null,null,null,null,null,null,null,null,null,null,null,null,null,null,null,null,null,null,null,null,null,null,null,null,null,null,null,null,null,null,null,null,null,{"$error":"#REF!"},{"$f":"IF(BA85=\"\",\"\",(($L$30+2*$L$26*(BA85-#REF!))*($L$24*$L$30+2*$L$26*(BA85-#REF!))))","v":{"$error":"#REF!"}},{"$error":"#REF!"},{"$f":"IF($BC85=\"\",\"\",IF(#REF!>$BB$30,\"\",IF($BA85-#REF!<=0,\"\",(0.6*($BB$40/144)*(2*32.2*($BA85-#REF!))^0.5))))","v":{"$error":"#REF!"}},{"$f":"IF($BC85=\"\",\"\",IF(#REF!>$BB$30,\"\",IF($BA85-#REF!<=0,\"\",(0.6*($BB$40/144)*(2*32.2*($BA85-#REF!))^0.5))))","v":{"$error":"#REF!"}},{"$f":"IF($BC85=\"\",\"\",IF(#REF!>$BB$30,\"\",IF($BA85-#REF!<=0,\"\",(0.6*($BB$40/144)*(2*32.2*($BA85-#REF!))^0.5))))","v":{"$error":"#REF!"}},{"$f":"IF($BC85=\"\",\"\",IF(#REF!>$BB$30,\"\",IF($BA85-#REF!<=0,\"\",(0.6*($BB$40/144)*(2*32.2*($BA85-#REF!))^0.5))))","v":{"$error":"#REF!"}},{"$f":"IF($BC85=\"\",\"\",IF(#REF!>$BB$30,\"\",IF($BA85-#REF!<=0,\"\",(0.6*($BB$40/144)*(2*32.2*($BA85-#REF!))^0.5))))","v":{"$error":"#REF!"}},{"$f":"IF($BC85=\"\",\"\",IF(#REF!>$BB$30,\"\",IF($BA85-#REF!<=0,\"\",(0.6*($BB$40/144)*(2*32.2*($BA85-#REF!))^0.5))))","v":{"$error":"#REF!"}},{"$f":"IF($BC85=\"\",\"\",IF(#REF!>$BB$30,\"\",IF($BA85-#REF!<=0,\"\",(0.6*($BB$40/144)*(2*32.2*($BA85-#REF!))^0.5))))","v":{"$error":"#REF!"}},{"$f":"IF($BC85=\"\",\"\",IF(#REF!>$BB$30,\"\",IF($BA85-#REF!<=0,\"\",(0.6*($BB$40/144)*(2*32.2*($BA85-#REF!))^0.5))))","v":{"$error":"#REF!"}},{"$f":"IF($BC85=\"\",\"\",IF(#REF!>$BB$30,\"\",IF($BA85-#REF!<=0,\"\",(0.6*($BB$40/144)*(2*32.2*($BA85-#REF!))^0.5))))","v":{"$error":"#REF!"}},{"$f":"IF($BC85=\"\",\"\",IF(#REF!>$BB$30,\"\",IF($BA85-#REF!<=0,\"\",(0.6*($BB$40/144)*(2*32.2*($BA85-#REF!))^0.5))))","v":{"$error":"#REF!"}},{"$f":"IF($BC85=\"\",\"\",IF(#REF!>$BB$30,\"\",IF($BA85-#REF!<=0,\"\",(0.6*($BB$40/144)*(2*32.2*($BA85-#REF!))^0.5))))","v":{"$error":"#REF!"}},{"$f":"IF($BC85=\"\",\"\",IF(#REF!>$BB$30,\"\",IF($BA85-#REF!<=0,\"\",(0.6*($BB$40/144)*(2*32.2*($BA85-#REF!))^0.5))))","v":{"$error":"#REF!"}},{"$f":"IF($BC85=\"\",\"\",IF(#REF!>$BB$30,\"\",IF($BA85-#REF!<=0,\"\",(0.6*($BB$40/144)*(2*32.2*($BA85-#REF!))^0.5))))","v":{"$error":"#REF!"}},{"$f":"IF($BC85=\"\",\"\",IF(#REF!>$BB$30,\"\",IF($BA85-#REF!<=0,\"\",(0.6*($BB$40/144)*(2*32.2*($BA85-#REF!))^0.5))))","v":{"$error":"#REF!"}},{"$f":"IF($BC85=\"\",\"\",IF(#REF!>$BB$30,\"\",IF($BA85-#REF!<=0,\"\",(0.6*($BB$40/144)*(2*32.2*($BA85-#REF!))^0.5))))","v":{"$error":"#REF!"}},{"$f":"IF($BC85=\"\",\"\",IF(#REF!>$BB$30,\"\",IF($BA85-#REF!<=0,\"\",(0.6*($BB$40/144)*(2*32.2*($BA85-#REF!))^0.5))))","v":{"$error":"#REF!"}},{"$f":"IF($BC85=\"\",\"\",IF(#REF!>$BB$30,\"\",IF($BA85-#REF!<=0,\"\",(0.6*($BB$40/144)*(2*32.2*($BA85-#REF!))^0.5))))","v":{"$error":"#REF!"}},{"$f":"IF($BC85=\"\",\"\",IF(#REF!>$BB$30,\"\",IF($BA85-#REF!<=0,\"\",(0.6*($BB$40/144)*(2*32.2*($BA85-#REF!))^0.5))))","v":{"$error":"#REF!"}},{"$f":"IF($BC85=\"\",\"\",IF(#REF!>$BB$30,\"\",IF($BA85-#REF!<=0,\"\",(0.6*($BB$40/144)*(2*32.2*($BA85-#REF!))^0.5))))","v":{"$error":"#REF!"}},{"$f":"IF($BC85=\"\",\"\",IF(#REF!>$BB$30,\"\",IF($BA85-#REF!<=0,\"\",(0.6*($BB$40/144)*(2*32.2*($BA85-#REF!))^0.5))))","v":{"$error":"#REF!"}},{"$f":"IF($BC85=\"\",\"\",IF(#REF!>$BB$30,\"\",IF($BA85-#REF!<=0,\"\",(0.6*($BB$40/144)*(2*32.2*($BA85-#REF!))^0.5))))","v":{"$error":"#REF!"}},{"$f":"IF($BC85=\"\",\"\",IF(#REF!>$BB$30,\"\",IF($BA85-#REF!<=0,\"\",(0.6*($BB$40/144)*(2*32.2*($BA85-#REF!))^0.5))))","v":{"$error":"#REF!"}},{"$f":"IF($BC85=\"\",\"\",IF(#REF!>$BB$30,\"\",IF($BA85-#REF!<=0,\"\",(0.6*($BB$40/144)*(2*32.2*($BA85-#REF!))^0.5))))","v":{"$error":"#REF!"}},{"$f":"IF($BC85=\"\",\"\",IF(#REF!>$BB$30,\"\",IF($BA85-#REF!<=0,\"\",(0.6*($BB$40/144)*(2*32.2*($BA85-#REF!))^0.5))))","v":{"$error":"#REF!"}},{"$f":"IF($BC85=\"\",\"\",IF(#REF!>$BB$30,\"\",IF($BA85-#REF!<=0,\"\",(0.6*($BB$40/144)*(2*32.2*($BA85-#REF!))^0.5))))","v":{"$error":"#REF!"}},{"$f":"IF($BC85=\"\",\"\",IF(#REF!>$BB$30,\"\",IF($BA85-#REF!<=0,\"\",(0.6*($BB$40/144)*(2*32.2*($BA85-#REF!))^0.5))))","v":{"$error":"#REF!"}},{"$f":"IF($BC85=\"\",\"\",IF(#REF!>$BB$30,\"\",IF($BA85-#REF!<=0,\"\",(0.6*($BB$40/144)*(2*32.2*($BA85-#REF!))^0.5))))","v":{"$error":"#REF!"}},{"$f":"IF($BC85=\"\",\"\",IF(#REF!>$BB$30,\"\",IF($BA85-#REF!<=0,\"\",(0.6*($BB$40/144)*(2*32.2*($BA85-#REF!))^0.5))))","v":{"$error":"#REF!"}},{"$f":"IF($BC85=\"\",\"\",IF(#REF!>$BB$30,\"\",IF($BA85-#REF!<=0,\"\",(0.6*($BB$40/144)*(2*32.2*($BA85-#REF!))^0.5))))","v":{"$error":"#REF!"}},{"$f":"IF($BC85=\"\",\"\",IF(#REF!>$BB$30,\"\",IF($BA85-#REF!<=0,\"\",(0.6*($BB$40/144)*(2*32.2*($BA85-#REF!))^0.5))))","v":{"$error":"#REF!"}},{"$error":"#REF!"},{"$error":"#REF!"}]
[null,null,null,null,"Bearing Bars for Aluminum Bar Grate",null,null,null,null,null,null,null,null,null,null,null,null,null,null,null,null,null,null,null,null,null,null,null,null,null,null,null,null,null,null,null,null,null,null,null,null,null,null,null,null,null,null,null,null,null,null,null,{"$error":"#REF!"},{"$f":"IF(BA86=\"\",\"\",(($L$30+2*$L$26*(BA86-#REF!))*($L$24*$L$30+2*$L$26*(BA86-#REF!))))","v":{"$error":"#REF!"}},{"$error":"#REF!"},{"$f":"IF($BC86=\"\",\"\",IF(#REF!>$BB$30,\"\",IF($BA86-#REF!<=0,\"\",(0.6*($BB$40/144)*(2*32.2*($BA86-#REF!))^0.5))))","v":{"$error":"#REF!"}},{"$f":"IF($BC86=\"\",\"\",IF(#REF!>$BB$30,\"\",IF($BA86-#REF!<=0,\"\",(0.6*($BB$40/144)*(2*32.2*($BA86-#REF!))^0.5))))","v":{"$error":"#REF!"}},{"$f":"IF($BC86=\"\",\"\",IF(#REF!>$BB$30,\"\",IF($BA86-#REF!<=0,\"\",(0.6*($BB$40/144)*(2*32.2*($BA86-#REF!))^0.5))))","v":{"$error":"#REF!"}},{"$f":"IF($BC86=\"\",\"\",IF(#REF!>$BB$30,\"\",IF($BA86-#REF!<=0,\"\",(0.6*($BB$40/144)*(2*32.2*($BA86-#REF!))^0.5))))","v":{"$error":"#REF!"}},{"$f":"IF($BC86=\"\",\"\",IF(#REF!>$BB$30,\"\",IF($BA86-#REF!<=0,\"\",(0.6*($BB$40/144)*(2*32.2*($BA86-#REF!))^0.5))))","v":{"$error":"#REF!"}},{"$f":"IF($BC86=\"\",\"\",IF(#REF!>$BB$30,\"\",IF($BA86-#REF!<=0,\"\",(0.6*($BB$40/144)*(2*32.2*($BA86-#REF!))^0.5))))","v":{"$error":"#REF!"}},{"$f":"IF($BC86=\"\",\"\",IF(#REF!>$BB$30,\"\",IF($BA86-#REF!<=0,\"\",(0.6*($BB$40/144)*(2*32.2*($BA86-#REF!))^0.5))))","v":{"$error":"#REF!"}},{"$f":"IF($BC86=\"\",\"\",IF(#REF!>$BB$30,\"\",IF($BA86-#REF!<=0,\"\",(0.6*($BB$40/144)*(2*32.2*($BA86-#REF!))^0.5))))","v":{"$error":"#REF!"}},{"$f":"IF($BC86=\"\",\"\",IF(#REF!>$BB$30,\"\",IF($BA86-#REF!<=0,\"\",(0.6*($BB$40/144)*(2*32.2*($BA86-#REF!))^0.5))))","v":{"$error":"#REF!"}},{"$f":"IF($BC86=\"\",\"\",IF(#REF!>$BB$30,\"\",IF($BA86-#REF!<=0,\"\",(0.6*($BB$40/144)*(2*32.2*($BA86-#REF!))^0.5))))","v":{"$error":"#REF!"}},{"$f":"IF($BC86=\"\",\"\",IF(#REF!>$BB$30,\"\",IF($BA86-#REF!<=0,\"\",(0.6*($BB$40/144)*(2*32.2*($BA86-#REF!))^0.5))))","v":{"$error":"#REF!"}},{"$f":"IF($BC86=\"\",\"\",IF(#REF!>$BB$30,\"\",IF($BA86-#REF!<=0,\"\",(0.6*($BB$40/144)*(2*32.2*($BA86-#REF!))^0.5))))","v":{"$error":"#REF!"}},{"$f":"IF($BC86=\"\",\"\",IF(#REF!>$BB$30,\"\",IF($BA86-#REF!<=0,\"\",(0.6*($BB$40/144)*(2*32.2*($BA86-#REF!))^0.5))))","v":{"$error":"#REF!"}},{"$f":"IF($BC86=\"\",\"\",IF(#REF!>$BB$30,\"\",IF($BA86-#REF!<=0,\"\",(0.6*($BB$40/144)*(2*32.2*($BA86-#REF!))^0.5))))","v":{"$error":"#REF!"}},{"$f":"IF($BC86=\"\",\"\",IF(#REF!>$BB$30,\"\",IF($BA86-#REF!<=0,\"\",(0.6*($BB$40/144)*(2*32.2*($BA86-#REF!))^0.5))))","v":{"$error":"#REF!"}},{"$f":"IF($BC86=\"\",\"\",IF(#REF!>$BB$30,\"\",IF($BA86-#REF!<=0,\"\",(0.6*($BB$40/144)*(2*32.2*($BA86-#REF!))^0.5))))","v":{"$error":"#REF!"}},{"$f":"IF($BC86=\"\",\"\",IF(#REF!>$BB$30,\"\",IF($BA86-#REF!<=0,\"\",(0.6*($BB$40/144)*(2*32.2*($BA86-#REF!))^0.5))))","v":{"$error":"#REF!"}},{"$f":"IF($BC86=\"\",\"\",IF(#REF!>$BB$30,\"\",IF($BA86-#REF!<=0,\"\",(0.6*($BB$40/144)*(2*32.2*($BA86-#REF!))^0.5))))","v":{"$error":"#REF!"}},{"$f":"IF($BC86=\"\",\"\",IF(#REF!>$BB$30,\"\",IF($BA86-#REF!<=0,\"\",(0.6*($BB$40/144)*(2*32.2*($BA86-#REF!))^0.5))))","v":{"$error":"#REF!"}},{"$f":"IF($BC86=\"\",\"\",IF(#REF!>$BB$30,\"\",IF($BA86-#REF!<=0,\"\",(0.6*($BB$40/144)*(2*32.2*($BA86-#REF!))^0.5))))","v":{"$error":"#REF!"}},{"$f":"IF($BC86=\"\",\"\",IF(#REF!>$BB$30,\"\",IF($BA86-#REF!<=0,\"\",(0.6*($BB$40/144)*(2*32.2*($BA86-#REF!))^0.5))))","v":{"$error":"#REF!"}},{"$f":"IF($BC86=\"\",\"\",IF(#REF!>$BB$30,\"\",IF($BA86-#REF!<=0,\"\",(0.6*($BB$40/144)*(2*32.2*($BA86-#REF!))^0.5))))","v":{"$error":"#REF!"}},{"$f":"IF($BC86=\"\",\"\",IF(#REF!>$BB$30,\"\",IF($BA86-#REF!<=0,\"\",(0.6*($BB$40/144)*(2*32.2*($BA86-#REF!))^0.5))))","v":{"$error":"#REF!"}},{"$f":"IF($BC86=\"\",\"\",IF(#REF!>$BB$30,\"\",IF($BA86-#REF!<=0,\"\",(0.6*($BB$40/144)*(2*32.2*($BA86-#REF!))^0.5))))","v":{"$error":"#REF!"}},{"$f":"IF($BC86=\"\",\"\",IF(#REF!>$BB$30,\"\",IF($BA86-#REF!<=0,\"\",(0.6*($BB$40/144)*(2*32.2*($BA86-#REF!))^0.5))))","v":{"$error":"#REF!"}},{"$f":"IF($BC86=\"\",\"\",IF(#REF!>$BB$30,\"\",IF($BA86-#REF!<=0,\"\",(0.6*($BB$40/144)*(2*32.2*($BA86-#REF!))^0.5))))","v":{"$error":"#REF!"}},{"$f":"IF($BC86=\"\",\"\",IF(#REF!>$BB$30,\"\",IF($BA86-#REF!<=0,\"\",(0.6*($BB$40/144)*(2*32.2*($BA86-#REF!))^0.5))))","v":{"$error":"#REF!"}},{"$f":"IF($BC86=\"\",\"\",IF(#REF!>$BB$30,\"\",IF($BA86-#REF!<=0,\"\",(0.6*($BB$40/144)*(2*32.2*($BA86-#REF!))^0.5))))","v":{"$error":"#REF!"}},{"$f":"IF($BC86=\"\",\"\",IF(#REF!>$BB$30,\"\",IF($BA86-#REF!<=0,\"\",(0.6*($BB$40/144)*(2*32.2*($BA86-#REF!))^0.5))))","v":{"$error":"#REF!"}},{"$f":"IF($BC86=\"\",\"\",IF(#REF!>$BB$30,\"\",IF($BA86-#REF!<=0,\"\",(0.6*($BB$40/144)*(2*32.2*($BA86-#REF!))^0.5))))","v":{"$error":"#REF!"}},{"$error":"#REF!"},{"$error":"#REF!"}]
[null,null,null,null,null,null,null,null,null,null,null,null,null,null,null,null,null,null,null,null,null,null,null,null,null,null,null,null,null,null,null,null,null,null,null,null,null,null,null,null,null,null,null,null,null,null,null,null,null,null,null,null,null,null,null,null,null,null,null,null,null,null,null,null,null,null,null,null,null,null,null,null,null,null,null,null,null,null,null,null,null,null,null,null,null,"Total Drain Time (hrs)",{"$f":"SUM(CI41:CI86)","v":{"$error":"#REF!"}}]
[null,null,null,null,null,null,null,null,null,null,null,null,null,null,null,null,null,null,null,null,null,null,null,null,null,null,null,null,null,null,null,null,null,null,null,null,null,null,null,null,null,null,null,null,null,null,null,null,null,null,null,null,null,null,null,null,null,null,null,null,null,null,null,null,null,null,null,null,null,null,null,null,null,null,null,null,null,null,null,null,null,null,null,null,null,"Peak Outflow Rate (cfs)",{"$f":"MAX(CH41:CH86)","v":{"$error":"#REF!"}}]
[null,null,"5.","Pre-sedimentation Forebay Basin - Enter design values"]
[]
[null,null,null,"A)  Volume (3% to 5% of WQCV from 1B)",null,null,null,null,null,null,null,null,"cubic feet",null,null,null,null,null,null,null,null,null,null,null,null,null,null,null,null,null,null,null,null,null,null,null,null,null,null,null,null,null,null,null,null,null,null,null,null,null,null,null,"WQCV =",{"$f":"IF(L15=\"\",\"\",L15)","v":""},"cubic feet"]
[null,null,null,{"$f":"IF(L18=\"\",\"\",\"       (3% - 5% of Design Volume equals \"&ROUND(0.03*L18,0)&\" to \"&ROUND(0.05*L18,0)&\" cubic feet.)\")","v":""},null,null,null,null,null,null,null,null,null,null,null,null,null,null,null,null,null,null,null,null,null,null,null,null,null,null,null,null,null,null,null,null,null,null,null,null,null,null,null,null,null,null,null,null,null,null,null,null,"D =",{"$f":"IF(L28=\"\",\"\",L28)","v":""},"feet",null,null,"Total Drain Time (hrs)",{"$f":"CI169","v":{"$error":"#VALUE!"}}]
[null,null,null,null,null,null,null,null,null,null,null,null,null,null,null,null,null,null,null,null,null,null,null,null,null,null,null,null,null,null,null,null,null,null,null,null,null,null,null,null,null,null,null,null,null,null,null,null,null,null,null,null,"WQCV water surface elevation =",100,"feet",null,null,"Peak Outflow Rate (cfs)",{"$f":"CI170","v":{"$error":"#VALUE!"}}]
[null,null,null,null,null,null,null,null,null,null,null,null,null,null,null,null,null,null,null,null,null,null,null,null,null,null,null,null,null,null,null,null,null,null,null,null,null,null,null,null,null,null,null,null,null,null,null,null,null,null,null,null,"Basin bottom elevation =",{"$f":"BB93-BB92","v":{"$error":"#VALUE!"}},"feet"]
[null,null,null,"B)  Gravel Filter Forebay Outlet",null,null,null,null,null,null,null,null,"yes/no"]
[null,null,null,"       (Designed to be stable under maximum design flow conditions)"]
[]
[null,null,null,"C)  Concrete Floor in Forebay",null,null,null,null,null,null,null,null,"yes/no",null,null,null,null,null,null,null,null,null,null,null,null,null,null,null,null,null,null,null,null,null,null,null,null,null,null,null,null,null,null,null,null,null,null,null,null,null,null,null,"dperforation =",{"$f":"IF(L42=\"\",\"\",L42)","v":""},"inches"]
[null,null,null,null,null,null,null,null,null,null,null,null,null,null,null,null,null,null,null,null,null,null,null,null,null,null,null,null,null,null,null,null,null,null,null,null,null,null,null,null,null,null,null,null,null,null,null,null,null,null,null,null,"nholes =",{"$f":"IF(L43=\"\",\"\",L43)","v":""}]
[null,null,null,"Notes:",null,null,null,null,null,null,null,null,null,null,null,null,null,null,null,null,null,null,null,null,null,null,null,null,null,null,null,null,null,null,null,null,null,null,null,null,null,null,null,null,null,null,null,null,null,null,null,null,"Rs =",{"$f":"IF(L44=\"\",\"\",L44)","v":""},"inches"]
[]
[null,null,null,null,null,null,null,null,null,null,null,null,null,null,null,null,null,null,null,null,null,null,null,null,null,null,null,null,null,null,null,null,null,null,null,null,null,null,null,null,null,null,null,null,null,null,null,null,null,null,null,null,"nrows =",{"$f":"IF(BB100=\"\",\"\",ROUND(((BB92*12)/BB100),0))","v":""}]
[null,null,null,null,null,null,null,null,null,null,null,null,null,null,null,null,null,null,null,null,null,null,null,null,null,null,null,null,null,null,null,null,null,null,null,null,null,null,null,null,null,null,null,null,null,null,null,null,null,null,null,null,"Outlet Area per Row =",{"$f":"IF(BB99=\"\",\"\",BB99*3.1416*(BB98^2)/4)","v":""},"in2","Outflow Rate (cfs) for each Row (based on row elevation)",null,null,null,null,null,null,null,null,null,"Outflow Rate (cfs) for each Row (based on row elevation)",null,null,null,null,null,null,null,null,null,"Outflow Rate (cfs) for each Row (based on row elevation)"]
[null,null,null,null,null,null,null,null,null,null,null,null,null,null,null,null,null,null,null,null,null,null,null,null,null,null,null,null,null,null,null,null,null,null,null,null,null,null,null,null,null,null,null,null,null,null,null,null,null,null,null,null,"Total Outlet Area =",{"$f":"IF(BB102=\"\",\"\",BB103*BB102)","v":""},"in2","Row","Row","Row","Row","Row","Row","Row","Row","Row","Row","Row","Row","Row","Row","Row","Row","Row","Row","Row","Row","Row","Row","Row","Row","Row","Row","Row","Row","Row","Row"]
[null,null,null,null,null,null,null,null,null,null,null,null,null,null,null,null,null,null,null,null,null,null,null,null,null,null,null,null,null,null,null,null,null,null,null,null,null,null,null,null,null,null,null,null,null,null,null,null,null,null,null,null,null,null,null,1,2,3,4,5,6,7,8,9,10,11,12,13,14,15,16,17,18,19,20,21,22,23,24,25,26,27,28,29,30,"Combined","Drain"]
[null,null,null,null,null,null,null,null,null,null,null,null,null,null,null,null,null,null,null,null,null,null,null,null,null,null,null,null,null,null,null,null,null,null,null,null,null,null,null,null,null,null,null,null,null,null,null,null,null,null,null,null,"Water Surface",null,"Incremental","Elevation","Elevation","Elevation","Elevation","Elevation","Elevation","Elevation","Elevation","Elevation","Elevation","Elevation","Elevation","Elevation","Elevation","Elevation","Elevation","Elevation","Elevation","Elevation","Elevation","Elevation","Elevation","Elevation","Elevation","Elevation","Elevation","Elevation","Elevation","Elevation","Elevation","Outflow","Time"]
[null,null,null,null,null,null,null,null,null,null,null,null,null,null,null,null,null,null,null,null,null,null,null,null,null,null,null,null,null,null,null,null,null,null,null,null,null,null,null,null,null,null,null,null,null,null,null,null,null,null,null,null,"Elevation (ft)","Area (ft2)","Volume (ft3)",{"$f":"BA108","v":{"$error":"#VALUE!"}},{"$f":"IF($BB$102>=BE105,BD107+($BB$100/12),9999)","v":{"$error":"#VALUE!"}},{"$f":"IF($BB$102>=BF105,BE107+($BB$100/12),9999)","v":{"$error":"#VALUE!"}},{"$error":"#VALUE!"},{"$error":"#VALUE!"},{"$error":"#VALUE!"},{"$error":"#VALUE!"},{"$error":"#VALUE!"},{"$error":"#VALUE!"},{"$error":"#VALUE!"},{"$error":"#VALUE!"},{"$error":"#VALUE!"},{"$error":"#VALUE!"},{"$error":"#VALUE!"},{"$error":"#VALUE!"},{"$error":"#VALUE!"},{"$error":"#VALUE!"},{"$error":"#VALUE!"},{"$error":"#VALUE!"},{"$error":"#VALUE!"},{"$error":"#VALUE!"},{"$error":"#VALUE!"},{"$error":"#VALUE!"},{"$error":"#VALUE!"},{"$error":"#VALUE!"},{"$error":"#VALUE!"},{"$error":"#VALUE!"},{"$error":"#VALUE!"},{"$error":"#VALUE!"},{"$error":"#VALUE!"},"(cfs)","(hrs)"]
[null,null,null,null,null,null,null,null,null,null,null,null,null,null,null,null,null,null,null,null,null,null,null,null,null,null,null,null,null,null,null,null,null,null,null,null,null,null,null,null,null,null,null,null,null,null,null,null,null,null,null,null,{"$f":"BB94","v":{"$error":"#VALUE!"}},{"$f":"IF(BA108=\"\",\"\",(($L$30+2*$L$26*(BA108-$BA$108))*($L$24*$L$30+2*$L$26*(BA108-$BA$108))))","v":{"$error":"#VALUE!"}},{"$f":"IF(BB108=\"\",\"\",0)","v":{"$error":"#VALUE!"}},{"$f":"IF(BD$107>$BB$93,\"\",IF($BA108-BD$107<=0,\"\",(0.6*($BB$103/144)*(2*32.2*($BA108-BD$107))^0.5)))","v":{"$error":"#VALUE!"}},{"$f":"IF(BE$107>$BB$93,\"\",IF($BA108-BE$107<=0,\"\",(0.6*($BB$103/144)*(2*32.2*($BA108-BE$107))^0.5)))","v":{"$error":"#VALUE!"}},{"$error":"#VALUE!"},{"$error":"#VALUE!"},{"$error":"#VALUE!"},{"$error":"#VALUE!"},{"$error":"#VALUE!"},{"$error":"#VALUE!"},{"$error":"#VALUE!"},{"$error":"#VALUE!"},{"$error":"#VALUE!"},{"$error":"#VALUE!"},{"$error":"#VALUE!"},{"$error":"#VALUE!"},{"$error":"#VALUE!"},{"$error":"#VALUE!"},{"$error":"#VALUE!"},{"$error":"#VALUE!"},{"$error":"#VALUE!"},{"$error":"#VALUE!"},{"$error":"#VALUE!"},{"$error":"#VALUE!"},{"$error":"#VALUE!"},{"$error":"#VALUE!"},{"$error":"#VALUE!"},{"$error":"#VALUE!"},{"$error":"#VALUE!"},{"$error":"#VALUE!"},{"$error":"#VALUE!"},{"$error":"#VALUE!"},{"$f":"SUM(BD108:CG108)","v":{"$error":"#VALUE!"}},{"$f":"IF(CH108<=0,0,(BC108/CH108)/(60*60))","v":{"$error":"#VALUE!"}}]
[null,null,null,null,null,null,null,null,null,null,null,null,null,null,null,null,null,null,null,null,null,null,null,null,null,null,null,null,null,null,null,null,null,null,null,null,null,null,null,null,null,null,null,null,null,null,null,null,null,null,null,null,{"$f":"IF(BA108=\"\",\"\",IF(BA108<$BB$30,BA108+(2/12),\"\"))","v":{"$error":"#VALUE!"}},{"$error":"#VALUE!"},{"$f":"IF(BB109=\"\",\"\",((BB108+BB109)/2)*(2/12))","v":{"$error":"#VALUE!"}},{"$f":"IF($BC109=\"\",\"\",IF(BD$107>$BB$93,\"\",IF($BA109-BD$107<=0,\"\",(0.6*($BB$103/144)*(2*32.2*($BA109-BD$107))^0.5))))","v":{"$error":"#VALUE!"}},{"$f":"IF($BC109=\"\",\"\",IF(BE$107>$BB$93,\"\",IF($BA109-BE$107<=0,\"\",(0.6*($BB$103/144)*(2*32.2*($BA109-BE$107))^0.5))))","v":{"$error":"#VALUE!"}},{"$error":"#VALUE!"},{"$error":"#VALUE!"},{"$error":"#VALUE!"},{"$error":"#VALUE!"},{"$error":"#VALUE!"},{"$error":"#VALUE!"},{"$error":"#VALUE!"},{"$error":"#VALUE!"},{"$error":"#VALUE!"},{"$error":"#VALUE!"},{"$error":"#VALUE!"},{"$error":"#VALUE!"},{"$error":"#VALUE!"},{"$error":"#VALUE!"},{"$error":"#VALUE!"},{"$error":"#VALUE!"},{"$error":"#VALUE!"},{"$error":"#VALUE!"},{"$error":"#VALUE!"},{"$error":"#VALUE!"},{"$error":"#VALUE!"},{"$error":"#VALUE!"},{"$error":"#VALUE!"},{"$error":"#VALUE!"},{"$error":"#VALUE!"},{"$error":"#VALUE!"},{"$error":"#VALUE!"},{"$error":"#VALUE!"},{"$f":"SUM(BD109:CG109)","v":{"$error":"#VALUE!"}},{"$f":"IF(CH109=\"\",\"\",IF(CH109<=0,0,(BC109/CH109)/(60*60)))","v":{"$error":"#VALUE!"}}]
[null,null,null,null,null,null,null,null,null,null,null,null,null,null,null,null,null,null,null,null,null,null,null,null,null,null,null,null,null,null,null,null,null,null,null,null,null,null,null,null,null,null,null,null,null,null,null,null,null,null,null,null,{"$f":"IF(BA109=\"\",\"\",IF(BA109<$BB$30,BA109+(2/12),\"\"))","v":{"$error":"#VALUE!"}},{"$error":"#VALUE!"},{"$f":"IF(BB110=\"\",\"\",((BB109+BB110)/2)*(2/12))","v":{"$error":"#VALUE!"}},{"$error":"#VALUE!"},{"$error":"#VALUE!"},{"$error":"#VALUE!"},{"$error":"#VALUE!"},{"$error":"#VALUE!"},{"$error":"#VALUE!"},{"$error":"#VALUE!"},{"$error":"#VALUE!"},{"$error":"#VALUE!"},{"$error":"#VALUE!"},{"$error":"#VALUE!"},{"$error":"#VALUE!"},{"$error":"#VALUE!"},{"$error":"#VALUE!"},{"$error":"#VALUE!"},{"$error":"#VALUE!"},{"$error":"#VALUE!"},{"$error":"#VALUE!"},{"$error":"#VALUE!"},{"$error":"#VALUE!"},{"$error":"#VALUE!"},{"$error":"#VALUE!"},{"$error":"#VALUE!"},{"$error":"#VALUE!"},{"$error":"#VALUE!"},{"$error":"#VALUE!"},{"$error":"#VALUE!"},{"$error":"#VALUE!"},{"$error":"#VALUE!"},{"$error":"#VALUE!"},{"$error":"#VALUE!"},{"$f":"IF(CH110=\"\",\"\",IF(CH110<=0,0,(BC110/CH110)/(60*60)))","v":{"$error":"#VALUE!"}}]
[null,null,null,null,null,null,null,null,null,null,null,null,null,null,null,null,null,null,null,null,null,null,null,null,null,null,null,null,null,null,null,null,null,null,null,null,null,null,null,null,null,null,null,null,null,null,null,null,null,null,null,null,{"$error":"#VALUE!"},{"$error":"#VALUE!"},{"$error":"#VALUE!"},{"$error":"#VALUE!"},{"$error":"#VALUE!"},{"$error":"#VALUE!"},{"$error":"#VALUE!"},{"$error":"#VALUE!"},{"$error":"#VALUE!"},{"$error":"#VALUE!"},{"$error":"#VALUE!"},{"$error":"#VALUE!"},{"$error":"#VALUE!"},{"$error":"#VALUE!"},{"$error":"#VALUE!"},{"$error":"#VALUE!"},{"$error":"#VALUE!"},{"$error":"#VALUE!"},{"$error":"#VALUE!"},{"$error":"#VALUE!"},{"$error":"#VALUE!"},{"$error":"#VALUE!"},{"$error":"#VALUE!"},{"$error":"#VALUE!"},{"$error":"#VALUE!"},{"$error":"#VALUE!"},{"$error":"#VALUE!"},{"$error":"#VALUE!"},{"$error":"#VALUE!"},{"$error":"#VALUE!"},{"$error":"#VALUE!"},{"$error":"#VALUE!"},{"$error":"#VALUE!"},{"$error":"#VALUE!"},{"$error":"#VALUE!"}]
[null,null,null,null,null,null,null,null,null,null,null,null,null,null,null,null,null,null,null,null,null,null,null,null,null,null,null,null,null,null,null,null,null,null,null,null,null,null,null,null,null,null,null,null,null,null,null,null,null,null,null,null,{"$error":"#VALUE!"},{"$error":"#VALUE!"},{"$error":"#VALUE!"},{"$error":"#VALUE!"},{"$error":"#VALUE!"},{"$error":"#VALUE!"},{"$error":"#VALUE!"},{"$error":"#VALUE!"},{"$error":"#VALUE!"},{"$error":"#VALUE!"},{"$error":"#VALUE!"},{"$error":"#VALUE!"},{"$error":"#VALUE!"},{"$error":"#VALUE!"},{"$error":"#VALUE!"},{"$error":"#VALUE!"},{"$error":"#VALUE!"},{"$error":"#VALUE!"},{"$error":"#VALUE!"},{"$error":"#VALUE!"},{"$error":"#VALUE!"},{"$error":"#VALUE!"},{"$error":"#VALUE!"},{"$error":"#VALUE!"},{"$error":"#VALUE!"},{"$error":"#VALUE!"},{"$error":"#VALUE!"},{"$error":"#VALUE!"},{"$error":"#VALUE!"},{"$error":"#VALUE!"},{"$error":"#VALUE!"},{"$error":"#VALUE!"},{"$error":"#VALUE!"},{"$error":"#VALUE!"},{"$error":"#VALUE!"}]
[null,null,null,null,null,null,null,null,null,null,null,null,null,null,null,null,null,null,null,null,null,null,null,null,null,null,null,null,null,null,null,null,null,null,null,null,null,null,null,null,null,null,null,null,null,null,null,null,null,null,null,null,{"$error":"#VALUE!"},{"$error":"#VALUE!"},{"$error":"#VALUE!"},{"$error":"#VALUE!"},{"$error":"#VALUE!"},{"$error":"#VALUE!"},{"$error":"#VALUE!"},{"$error":"#VALUE!"},{"$error":"#VALUE!"},{"$error":"#VALUE!"},{"$error":"#VALUE!"},{"$error":"#VALUE!"},{"$error":"#VALUE!"},{"$error":"#VALUE!"},{"$error":"#VALUE!"},{"$error":"#VALUE!"},{"$error":"#VALUE!"},{"$error":"#VALUE!"},{"$error":"#VALUE!"},{"$error":"#VALUE!"},{"$error":"#VALUE!"},{"$error":"#VALUE!"},{"$error":"#VALUE!"},{"$error":"#VALUE!"},{"$error":"#VALUE!"},{"$error":"#VALUE!"},{"$error":"#VALUE!"},{"$error":"#VALUE!"},{"$error":"#VALUE!"},{"$error":"#VALUE!"},{"$error":"#VALUE!"},{"$error":"#VALUE!"},{"$error":"#VALUE!"},{"$error":"#VALUE!"},{"$error":"#VALUE!"}]
[null,null,null,null,null,null,null,null,null,null,null,null,null,null,null,null,null,null,null,null,null,null,null,null,null,null,null,null,null,null,null,null,null,null,null,null,null,null,null,null,null,null,null,null,null,null,null,null,null,null,null,null,{"$error":"#VALUE!"},{"$error":"#VALUE!"},{"$error":"#VALUE!"},{"$error":"#VALUE!"},{"$error":"#VALUE!"},{"$error":"#VALUE!"},{"$error":"#VALUE!"},{"$error":"#VALUE!"},{"$error":"#VALUE!"},{"$error":"#VALUE!"},{"$error":"#VALUE!"},{"$error":"#VALUE!"},{"$error":"#VALUE!"},{"$error":"#VALUE!"},{"$error":"#VALUE!"},{"$error":"#VALUE!"},{"$error":"#VALUE!"},{"$error":"#VALUE!"},{"$error":"#VALUE!"},{"$error":"#VALUE!"},{"$error":"#VALUE!"},{"$error":"#VALUE!"},{"$error":"#VALUE!"},{"$error":"#VALUE!"},{"$error":"#VALUE!"},{"$error":"#VALUE!"},{"$error":"#VALUE!"},{"$error":"#VALUE!"},{"$error":"#VALUE!"},{"$error":"#VALUE!"},{"$error":"#VALUE!"},{"$error":"#VALUE!"},{"$error":"#VALUE!"},{"$error":"#VALUE!"},{"$error":"#VALUE!"}]
[null,null,null,null,null,null,null,null,null,null,null,null,null,null,null,null,null,null,null,null,null,null,null,null,null,null,null,null,null,null,null,null,null,null,null,null,null,null,null,null,null,null,null,null,null,null,null,null,null,null,null,null,{"$error":"#VALUE!"},{"$error":"#VALUE!"},{"$error":"#VALUE!"},{"$error":"#VALUE!"},{"$error":"#VALUE!"},{"$error":"#VALUE!"},{"$error":"#VALUE!"},{"$error":"#VALUE!"},{"$error":"#VALUE!"},{"$error":"#VALUE!"},{"$error":"#VALUE!"},{"$error":"#VALUE!"},{"$error":"#VALUE!"},{"$error":"#VALUE!"},{"$error":"#VALUE!"},{"$error":"#VALUE!"},{"$error":"#VALUE!"},{"$error":"#VALUE!"},{"$error":"#VALUE!"},{"$error":"#VALUE!"},{"$error":"#VALUE!"},{"$error":"#VALUE!"},{"$error":"#VALUE!"},{"$error":"#VALUE!"},{"$error":"#VALUE!"},{"$error":"#VALUE!"},{"$error":"#VALUE!"},{"$error":"#VALUE!"},{"$error":"#VALUE!"},{"$error":"#VALUE!"},{"$error":"#VALUE!"},{"$error":"#VALUE!"},{"$error":"#VALUE!"},{"$error":"#VALUE!"},{"$error":"#VALUE!"}]
[null,null,null,null,null,null,null,null,null,null,null,null,null,null,null,null,null,null,null,null,null,null,null,null,null,null,null,null,null,null,null,null,null,null,null,null,null,null,null,null,null,null,null,null,null,null,null,null,null,null,null,null,{"$error":"#VALUE!"},{"$error":"#VALUE!"},{"$error":"#VALUE!"},{"$error":"#VALUE!"},{"$error":"#VALUE!"},{"$error":"#VALUE!"},{"$error":"#VALUE!"},{"$error":"#VALUE!"},{"$error":"#VALUE!"},{"$error":"#VALUE!"},{"$error":"#VALUE!"},{"$error":"#VALUE!"},{"$error":"#VALUE!"},{"$error":"#VALUE!"},{"$error":"#VALUE!"},{"$error":"#VALUE!"},{"$error":"#VALUE!"},{"$error":"#VALUE!"},{"$error":"#VALUE!"},{"$error":"#VALUE!"},{"$error":"#VALUE!"},{"$error":"#VALUE!"},{"$error":"#VALUE!"},{"$error":"#VALUE!"},{"$error":"#VALUE!"},{"$error":"#VALUE!"},{"$error":"#VALUE!"},{"$error":"#VALUE!"},{"$error":"#VALUE!"},{"$error":"#VALUE!"},{"$error":"#VALUE!"},{"$error":"#VALUE!"},{"$error":"#VALUE!"},{"$error":"#VALUE!"},{"$error":"#VALUE!"}]
[null,null,null,null,null,null,null,null,null,null,null,null,null,null,null,null,null,null,null,null,null,null,null,null,null,null,null,null,null,null,null,null,null,null,null,null,null,null,null,null,null,null,null,null,null,null,null,null,null,null,null,null,{"$error":"#VALUE!"},{"$error":"#VALUE!"},{"$error":"#VALUE!"},{"$error":"#VALUE!"},{"$error":"#VALUE!"},{"$error":"#VALUE!"},{"$error":"#VALUE!"},{"$error":"#VALUE!"},{"$error":"#VALUE!"},{"$error":"#VALUE!"},{"$error":"#VALUE!"},{"$error":"#VALUE!"},{"$error":"#VALUE!"},{"$error":"#VALUE!"},{"$error":"#VALUE!"},{"$error":"#VALUE!"},{"$error":"#VALUE!"},{"$error":"#VALUE!"},{"$error":"#VALUE!"},{"$error":"#VALUE!"},{"$error":"#VALUE!"},{"$error":"#VALUE!"},{"$error":"#VALUE!"},{"$error":"#VALUE!"},{"$error":"#VALUE!"},{"$error":"#VALUE!"},{"$error":"#VALUE!"},{"$f":"IF($BC117=\"\",\"\",IF(CB$107>$BB$93,\"\",IF($BA117-CB$107<=0,\"\",(0.6*($BB$103/144)*(2*32.2*($BA117-CB$107))^0.5))))","v":{"$error":"#VALUE!"}},{"$error":"#VALUE!"},{"$error":"#VALUE!"},{"$error":"#VALUE!"},{"$error":"#VALUE!"},{"$error":"#VALUE!"},{"$error":"#VALUE!"},{"$error":"#VALUE!"}]
[null,null,null,null,null,null,null,null,null,null,null,null,null,null,null,null,null,null,null,null,null,null,null,null,null,null,null,null,null,null,null,null,null,null,null,null,null,null,null,null,null,null,null,null,null,null,null,null,null,null,null,null,{"$error":"#VALUE!"},{"$error":"#VALUE!"},{"$error":"#VALUE!"},{"$error":"#VALUE!"},{"$f":"IF($BC118=\"\",\"\",IF(BE$107>$BB$93,\"\",IF($BA118-BE$107<=0,\"\",(0.6*($BB$103/144)*(2*32.2*($BA118-BE$107))^0.5))))","v":{"$error":"#VALUE!"}},{"$error":"#VALUE!"},{"$error":"#VALUE!"},{"$error":"#VALUE!"},{"$error":"#VALUE!"},{"$error":"#VALUE!"},{"$error":"#VALUE!"},{"$error":"#VALUE!"},{"$error":"#VALUE!"},{"$error":"#VALUE!"},{"$f":"IF($BC118=\"\",\"\",IF(BO$107>$BB$93,\"\",IF($BA118-BO$107<=0,\"\",(0.6*($BB$103/144)*(2*32.2*($BA118-BO$107))^0.5))))","v":{"$error":"#VALUE!"}},{"$error":"#VALUE!"},{"$error":"#VALUE!"},{"$error":"#VALUE!"},{"$error":"#VALUE!"},{"$error":"#VALUE!"},{"$error":"#VALUE!"},{"$error":"#VALUE!"},{"$error":"#VALUE!"},{"$error":"#VALUE!"},{"$error":"#VALUE!"},{"$error":"#VALUE!"},{"$error":"#VALUE!"},{"$error":"#VALUE!"},{"$error":"#VALUE!"},{"$error":"#VALUE!"},{"$error":"#VALUE!"},{"$error":"#VALUE!"},{"$error":"#VALUE!"},{"$error":"#VALUE!"},{"$error":"#VALUE!"}]
[null,null,null,null,null,null,null,null,null,null,null,null,null,null,null,null,null,null,null,null,null,null,null,null,null,null,null,null,null,null,null,null,null,null,null,null,null,null,null,null,null,null,null,null,null,null,null,null,null,null,null,null,{"$error":"#VALUE!"},{"$error":"#VALUE!"},{"$error":"#VALUE!"},{"$error":"#VALUE!"},{"$error":"#VALUE!"},{"$error":"#VALUE!"},{"$error":"#VALUE!"},{"$error":"#VALUE!"},{"$error":"#VALUE!"},{"$error":"#VALUE!"},{"$error":"#VALUE!"},{"$error":"#VALUE!"},{"$error":"#VALUE!"},{"$error":"#VALUE!"},{"$error":"#VALUE!"},{"$error":"#VALUE!"},{"$error":"#VALUE!"},{"$error":"#VALUE!"},{"$error":"#VALUE!"},{"$error":"#VALUE!"},{"$error":"#VALUE!"},{"$error":"#VALUE!"},{"$error":"#VALUE!"},{"$error":"#VALUE!"},{"$error":"#VALUE!"},{"$error":"#VALUE!"},{"$error":"#VALUE!"},{"$error":"#VALUE!"},{"$error":"#VALUE!"},{"$error":"#VALUE!"},{"$error":"#VALUE!"},{"$error":"#VALUE!"},{"$error":"#VALUE!"},{"$error":"#VALUE!"},{"$error":"#VALUE!"}]
[null,null,null,null,null,null,null,null,null,null,null,null,null,null,null,null,null,null,null,null,null,null,null,null,null,null,null,null,null,null,null,null,null,null,null,null,null,null,null,null,null,null,null,null,null,null,null,null,null,null,null,null,{"$error":"#VALUE!"},{"$error":"#VALUE!"},{"$error":"#VALUE!"},{"$error":"#VALUE!"},{"$error":"#VALUE!"},{"$error":"#VALUE!"},{"$error":"#VALUE!"},{"$error":"#VALUE!"},{"$error":"#VALUE!"},{"$error":"#VALUE!"},{"$error":"#VALUE!"},{"$error":"#VALUE!"},{"$error":"#VALUE!"},{"$error":"#VALUE!"},{"$error":"#VALUE!"},{"$error":"#VALUE!"},{"$error":"#VALUE!"},{"$error":"#VALUE!"},{"$error":"#VALUE!"},{"$error":"#VALUE!"},{"$error":"#VALUE!"},{"$error":"#VALUE!"},{"$error":"#VALUE!"},{"$error":"#VALUE!"},{"$error":"#VALUE!"},{"$error":"#VALUE!"},{"$error":"#VALUE!"},{"$error":"#VALUE!"},{"$error":"#VALUE!"},{"$error":"#VALUE!"},{"$error":"#VALUE!"},{"$error":"#VALUE!"},{"$error":"#VALUE!"},{"$error":"#VALUE!"},{"$error":"#VALUE!"}]
[null,null,null,null,null,null,null,null,null,null,null,null,null,null,null,null,null,null,null,null,null,null,null,null,null,null,null,null,null,null,null,null,null,null,null,null,null,null,null,null,null,null,null,null,null,null,null,null,null,null,null,null,{"$error":"#VALUE!"},{"$error":"#VALUE!"},{"$error":"#VALUE!"},{"$error":"#VALUE!"},{"$error":"#VALUE!"},{"$error":"#VALUE!"},{"$error":"#VALUE!"},{"$error":"#VALUE!"},{"$error":"#VALUE!"},{"$error":"#VALUE!"},{"$error":"#VALUE!"},{"$error":"#VALUE!"},{"$error":"#VALUE!"},{"$error":"#VALUE!"},{"$error":"#VALUE!"},{"$error":"#VALUE!"},{"$error":"#VALUE!"},{"$error":"#VALUE!"},{"$error":"#VALUE!"},{"$error":"#VALUE!"},{"$error":"#VALUE!"},{"$error":"#VALUE!"},{"$error":"#VALUE!"},{"$error":"#VALUE!"},{"$error":"#VALUE!"},{"$error":"#VALUE!"},{"$error":"#VALUE!"},{"$error":"#VALUE!"},{"$error":"#VALUE!"},{"$error":"#VALUE!"},{"$error":"#VALUE!"},{"$error":"#VALUE!"},{"$error":"#VALUE!"},{"$error":"#VALUE!"},{"$error":"#VALUE!"}]
[null,null,null,null,null,null,null,null,null,null,null,null,null,null,null,null,null,null,null,null,null,null,null,null,null,null,null,null,null,null,null,null,null,null,null,null,null,null,null,null,null,null,null,null,null,null,null,null,null,null,null,null,{"$error":"#VALUE!"},{"$error":"#VALUE!"},{"$error":"#VALUE!"},{"$error":"#VALUE!"},{"$error":"#VALUE!"},{"$error":"#VALUE!"},{"$error":"#VALUE!"},{"$error":"#VALUE!"},{"$error":"#VALUE!"},{"$error":"#VALUE!"},{"$error":"#VALUE!"},{"$error":"#VALUE!"},{"$error":"#VALUE!"},{"$error":"#VALUE!"},{"$error":"#VALUE!"},{"$error":"#VALUE!"},{"$error":"#VALUE!"},{"$error":"#VALUE!"},{"$error":"#VALUE!"},{"$error":"#VALUE!"},{"$error":"#VALUE!"},{"$error":"#VALUE!"},{"$error":"#VALUE!"},{"$error":"#VALUE!"},{"$error":"#VALUE!"},{"$error":"#VALUE!"},{"$error":"#VALUE!"},{"$error":"#VALUE!"},{"$error":"#VALUE!"},{"$error":"#VALUE!"},{"$error":"#VALUE!"},{"$error":"#VALUE!"},{"$error":"#VALUE!"},{"$error":"#VALUE!"},{"$error":"#VALUE!"}]
[null,null,null,null,null,null,null,null,null,null,null,null,null,null,null,null,null,null,null,null,null,null,null,null,null,null,null,null,null,null,null,null,null,null,null,null,null,null,null,null,null,null,null,null,null,null,null,null,null,null,null,null,{"$error":"#VALUE!"},{"$error":"#VALUE!"},{"$error":"#VALUE!"},{"$error":"#VALUE!"},{"$error":"#VALUE!"},{"$error":"#VALUE!"},{"$error":"#VALUE!"},{"$error":"#VALUE!"},{"$error":"#VALUE!"},{"$error":"#VALUE!"},{"$error":"#VALUE!"},{"$error":"#VALUE!"},{"$error":"#VALUE!"},{"$error":"#VALUE!"},{"$error":"#VALUE!"},{"$error":"#VALUE!"},{"$error":"#VALUE!"},{"$error":"#VALUE!"},{"$error":"#VALUE!"},{"$error":"#VALUE!"},{"$error":"#VALUE!"},{"$error":"#VALUE!"},{"$error":"#VALUE!"},{"$error":"#VALUE!"},{"$error":"#VALUE!"},{"$error":"#VALUE!"},{"$error":"#VALUE!"},{"$error":"#VALUE!"},{"$error":"#VALUE!"},{"$error":"#VALUE!"},{"$error":"#VALUE!"},{"$error":"#VALUE!"},{"$error":"#VALUE!"},{"$error":"#VALUE!"},{"$error":"#VALUE!"}]
[null,null,null,null,null,null,null,null,null,null,null,null,null,null,null,null,null,null,null,null,null,null,null,null,null,null,null,null,null,null,null,null,null,null,null,null,null,null,null,null,null,null,null,null,null,null,null,null,null,null,null,null,{"$error":"#VALUE!"},{"$error":"#VALUE!"},{"$error":"#VALUE!"},{"$error":"#VALUE!"},{"$error":"#VALUE!"},{"$error":"#VALUE!"},{"$error":"#VALUE!"},{"$error":"#VALUE!"},{"$error":"#VALUE!"},{"$error":"#VALUE!"},{"$error":"#VALUE!"},{"$error":"#VALUE!"},{"$error":"#VALUE!"},{"$error":"#VALUE!"},{"$error":"#VALUE!"},{"$error":"#VALUE!"},{"$error":"#VALUE!"},{"$error":"#VALUE!"},{"$error":"#VALUE!"},{"$error":"#VALUE!"},{"$error":"#VALUE!"},{"$error":"#VALUE!"},{"$error":"#VALUE!"},{"$error":"#VALUE!"},{"$error":"#VALUE!"},{"$error":"#VALUE!"},{"$error":"#VALUE!"},{"$error":"#VALUE!"},{"$error":"#VALUE!"},{"$error":"#VALUE!"},{"$error":"#VALUE!"},{"$error":"#VALUE!"},{"$error":"#VALUE!"},{"$error":"#VALUE!"},{"$error":"#VALUE!"}]
[null,null,null,null,null,null,null,null,null,null,null,null,null,null,null,null,null,null,null,null,null,null,null,null,null,null,null,null,null,null,null,null,null,null,null,null,null,null,null,null,null,null,null,null,null,null,null,null,null,null,null,null,{"$error":"#VALUE!"},{"$error":"#VALUE!"},{"$error":"#VALUE!"},{"$error":"#VALUE!"},{"$error":"#VALUE!"},{"$error":"#VALUE!"},{"$error":"#VALUE!"},{"$error":"#VALUE!"},{"$error":"#VALUE!"},{"$error":"#VALUE!"},{"$error":"#VALUE!"},{"$error":"#VALUE!"},{"$error":"#VALUE!"},{"$error":"#VALUE!"},{"$error":"#VALUE!"},{"$error":"#VALUE!"},{"$error":"#VALUE!"},{"$error":"#VALUE!"},{"$error":"#VALUE!"},{"$error":"#VALUE!"},{"$error":"#VALUE!"},{"$error":"#VALUE!"},{"$error":"#VALUE!"},{"$error":"#VALUE!"},{"$error":"#VALUE!"},{"$error":"#VALUE!"},{"$error":"#VALUE!"},{"$error":"#VALUE!"},{"$error":"#VALUE!"},{"$error":"#VALUE!"},{"$error":"#VALUE!"},{"$error":"#VALUE!"},{"$error":"#VALUE!"},{"$error":"#VALUE!"},{"$error":"#VALUE!"}]
[null,null,null,null,null,null,null,null,null,null,null,null,null,null,null,null,null,null,null,null,null,null,null,null,null,null,null,null,null,null,null,null,null,null,null,null,null,null,null,null,null,null,null,null,null,null,null,null,null,null,null,null,{"$error":"#VALUE!"},{"$error":"#VALUE!"},{"$error":"#VALUE!"},{"$error":"#VALUE!"},{"$error":"#VALUE!"},{"$error":"#VALUE!"},{"$error":"#VALUE!"},{"$error":"#VALUE!"},{"$error":"#VALUE!"},{"$error":"#VALUE!"},{"$error":"#VALUE!"},{"$error":"#VALUE!"},{"$error":"#VALUE!"},{"$error":"#VALUE!"},{"$error":"#VALUE!"},{"$error":"#VALUE!"},{"$error":"#VALUE!"},{"$error":"#VALUE!"},{"$error":"#VALUE!"},{"$error":"#VALUE!"},{"$error":"#VALUE!"},{"$error":"#VALUE!"},{"$error":"#VALUE!"},{"$error":"#VALUE!"},{"$error":"#VALUE!"},{"$error":"#VALUE!"},{"$error":"#VALUE!"},{"$error":"#VALUE!"},{"$error":"#VALUE!"},{"$error":"#VALUE!"},{"$error":"#VALUE!"},{"$error":"#VALUE!"},{"$error":"#VALUE!"},{"$error":"#VALUE!"},{"$error":"#VALUE!"}]
[null,null,null,null,null,null,null,null,null,null,null,null,null,null,null,null,null,null,null,null,null,null,null,null,null,null,null,null,null,null,null,null,null,null,null,null,null,null,null,null,null,null,null,null,null,null,null,null,null,null,null,null,{"$error":"#VALUE!"},{"$error":"#VALUE!"},{"$error":"#VALUE!"},{"$error":"#VALUE!"},{"$error":"#VALUE!"},{"$error":"#VALUE!"},{"$error":"#VALUE!"},{"$error":"#VALUE!"},{"$error":"#VALUE!"},{"$error":"#VALUE!"},{"$error":"#VALUE!"},{"$error":"#VALUE!"},{"$error":"#VALUE!"},{"$error":"#VALUE!"},{"$error":"#VALUE!"},{"$error":"#VALUE!"},{"$error":"#VALUE!"},{"$error":"#VALUE!"},{"$error":"#VALUE!"},{"$error":"#VALUE!"},{"$error":"#VALUE!"},{"$error":"#VALUE!"},{"$error":"#VALUE!"},{"$error":"#VALUE!"},{"$error":"#VALUE!"},{"$error":"#VALUE!"},{"$error":"#VALUE!"},{"$f":"IF($BC127=\"\",\"\",IF(CB$107>$BB$93,\"\",IF($BA127-CB$107<=0,\"\",(0.6*($BB$103/144)*(2*32.2*($BA127-CB$107))^0.5))))","v":{"$error":"#VALUE!"}},{"$error":"#VALUE!"},{"$error":"#VALUE!"},{"$error":"#VALUE!"},{"$error":"#VALUE!"},{"$error":"#VALUE!"},{"$error":"#VALUE!"},{"$error":"#VALUE!"}]
[null,null,null,null,null,null,null,null,null,null,null,null,null,null,null,null,null,null,null,null,null,null,null,null,null,null,null,null,null,null,null,null,null,null,null,null,null,null,null,null,null,null,null,null,null,null,null,null,null,null,null,null,{"$error":"#VALUE!"},{"$error":"#VALUE!"},{"$error":"#VALUE!"},{"$error":"#VALUE!"},{"$f":"IF($BC128=\"\",\"\",IF(BE$107>$BB$93,\"\",IF($BA128-BE$107<=0,\"\",(0.6*($BB$103/144)*(2*32.2*($BA128-BE$107))^0.5))))","v":{"$error":"#VALUE!"}},{"$error":"#VALUE!"},{"$error":"#VALUE!"},{"$error":"#VALUE!"},{"$error":"#VALUE!"},{"$error":"#VALUE!"},{"$error":"#VALUE!"},{"$error":"#VALUE!"},{"$error":"#VALUE!"},{"$error":"#VALUE!"},{"$f":"IF($BC128=\"\",\"\",IF(BO$107>$BB$93,\"\",IF($BA128-BO$107<=0,\"\",(0.6*($BB$103/144)*(2*32.2*($BA128-BO$107))^0.5))))","v":{"$error":"#VALUE!"}},{"$error":"#VALUE!"},{"$error":"#VALUE!"},{"$error":"#VALUE!"},{"$error":"#VALUE!"},{"$error":"#VALUE!"},{"$error":"#VALUE!"},{"$error":"#VALUE!"},{"$error":"#VALUE!"},{"$error":"#VALUE!"},{"$error":"#VALUE!"},{"$error":"#VALUE!"},{"$error":"#VALUE!"},{"$error":"#VALUE!"},{"$error":"#VALUE!"},{"$error":"#VALUE!"},{"$error":"#VALUE!"},{"$error":"#VALUE!"},{"$error":"#VALUE!"},{"$error":"#VALUE!"},{"$error":"#VALUE!"}]
[null,null,null,null,null,null,null,null,null,null,null,null,null,null,null,null,null,null,null,null,null,null,null,null,null,null,null,null,null,null,null,null,null,null,null,null,null,null,null,null,null,null,null,null,null,null,null,null,null,null,null,null,{"$error":"#VALUE!"},{"$error":"#VALUE!"},{"$error":"#VALUE!"},{"$error":"#VALUE!"},{"$error":"#VALUE!"},{"$error":"#VALUE!"},{"$error":"#VALUE!"},{"$error":"#VALUE!"},{"$error":"#VALUE!"},{"$error":"#VALUE!"},{"$error":"#VALUE!"},{"$error":"#VALUE!"},{"$error":"#VALUE!"},{"$error":"#VALUE!"},{"$error":"#VALUE!"},{"$error":"#VALUE!"},{"$error":"#VALUE!"},{"$error":"#VALUE!"},{"$error":"#VALUE!"},{"$error":"#VALUE!"},{"$error":"#VALUE!"},{"$error":"#VALUE!"},{"$error":"#VALUE!"},{"$error":"#VALUE!"},{"$error":"#VALUE!"},{"$error":"#VALUE!"},{"$error":"#VALUE!"},{"$error":"#VALUE!"},{"$error":"#VALUE!"},{"$error":"#VALUE!"},{"$error":"#VALUE!"},{"$error":"#VALUE!"},{"$error":"#VALUE!"},{"$error":"#VALUE!"},{"$error":"#VALUE!"}]
[null,null,null,null,null,null,null,null,null,null,null,null,null,null,null,null,null,null,null,null,null,null,null,null,null,null,null,null,null,null,null,null,null,null,null,null,null,null,null,null,null,null,null,null,null,null,null,null,null,null,null,null,{"$error":"#VALUE!"},{"$error":"#VALUE!"},{"$error":"#VALUE!"},{"$error":"#VALUE!"},{"$error":"#VALUE!"},{"$error":"#VALUE!"},{"$error":"#VALUE!"},{"$error":"#VALUE!"},{"$error":"#VALUE!"},{"$error":"#VALUE!"},{"$error":"#VALUE!"},{"$error":"#VALUE!"},{"$error":"#VALUE!"},{"$error":"#VALUE!"},{"$error":"#VALUE!"},{"$error":"#VALUE!"},{"$error":"#VALUE!"},{"$error":"#VALUE!"},{"$error":"#VALUE!"},{"$error":"#VALUE!"},{"$error":"#VALUE!"},{"$error":"#VALUE!"},{"$error":"#VALUE!"},{"$error":"#VALUE!"},{"$error":"#VALUE!"},{"$error":"#VALUE!"},{"$error":"#VALUE!"},{"$error":"#VALUE!"},{"$error":"#VALUE!"},{"$error":"#VALUE!"},{"$error":"#VALUE!"},{"$error":"#VALUE!"},{"$error":"#VALUE!"},{"$error":"#VALUE!"},{"$error":"#VALUE!"}]
[null,null,null,null,null,null,null,null,null,null,null,null,null,null,null,null,null,null,null,null,null,null,null,null,null,null,null,null,null,null,null,null,null,null,null,null,null,null,null,null,null,null,null,null,null,null,null,null,null,null,null,null,{"$error":"#VALUE!"},{"$error":"#VALUE!"},{"$error":"#VALUE!"},{"$error":"#VALUE!"},{"$error":"#VALUE!"},{"$error":"#VALUE!"},{"$error":"#VALUE!"},{"$error":"#VALUE!"},{"$error":"#VALUE!"},{"$error":"#VALUE!"},{"$error":"#VALUE!"},{"$error":"#VALUE!"},{"$error":"#VALUE!"},{"$error":"#VALUE!"},{"$error":"#VALUE!"},{"$error":"#VALUE!"},{"$error":"#VALUE!"},{"$error":"#VALUE!"},{"$error":"#VALUE!"},{"$error":"#VALUE!"},{"$error":"#VALUE!"},{"$error":"#VALUE!"},{"$error":"#VALUE!"},{"$error":"#VALUE!"},{"$error":"#VALUE!"},{"$error":"#VALUE!"},{"$error":"#VALUE!"},{"$error":"#VALUE!"},{"$error":"#VALUE!"},{"$error":"#VALUE!"},{"$error":"#VALUE!"},{"$error":"#VALUE!"},{"$error":"#VALUE!"},{"$error":"#VALUE!"},{"$error":"#VALUE!"}]
[null,null,null,null,null,null,null,null,null,null,null,null,null,null,null,null,null,null,null,null,null,null,null,null,null,null,null,null,null,null,null,null,null,null,null,null,null,null,null,null,null,null,null,null,null,null,null,null,null,null,null,null,{"$error":"#VALUE!"},{"$error":"#VALUE!"},{"$error":"#VALUE!"},{"$error":"#VALUE!"},{"$error":"#VALUE!"},{"$error":"#VALUE!"},{"$error":"#VALUE!"},{"$error":"#VALUE!"},{"$error":"#VALUE!"},{"$error":"#VALUE!"},{"$error":"#VALUE!"},{"$error":"#VALUE!"},{"$error":"#VALUE!"},{"$error":"#VALUE!"},{"$error":"#VALUE!"},{"$error":"#VALUE!"},{"$error":"#VALUE!"},{"$error":"#VALUE!"},{"$error":"#VALUE!"},{"$error":"#VALUE!"},{"$error":"#VALUE!"},{"$error":"#VALUE!"},{"$error":"#VALUE!"},{"$error":"#VALUE!"},{"$error":"#VALUE!"},{"$error":"#VALUE!"},{"$error":"#VALUE!"},{"$error":"#VALUE!"},{"$error":"#VALUE!"},{"$error":"#VALUE!"},{"$error":"#VALUE!"},{"$error":"#VALUE!"},{"$error":"#VALUE!"},{"$error":"#VALUE!"},{"$error":"#VALUE!"}]
[null,null,null,null,null,null,null,null,null,null,null,null,null,null,null,null,null,null,null,null,null,null,null,null,null,null,null,null,null,null,null,null,null,null,null,null,null,null,null,null,null,null,null,null,null,null,null,null,null,null,null,null,{"$error":"#VALUE!"},{"$error":"#VALUE!"},{"$error":"#VALUE!"},{"$error":"#VALUE!"},{"$error":"#VALUE!"},{"$error":"#VALUE!"},{"$error":"#VALUE!"},{"$error":"#VALUE!"},{"$error":"#VALUE!"},{"$error":"#VALUE!"},{"$error":"#VALUE!"},{"$error":"#VALUE!"},{"$error":"#VALUE!"},{"$error":"#VALUE!"},{"$error":"#VALUE!"},{"$error":"#VALUE!"},{"$error":"#VALUE!"},{"$error":"#VALUE!"},{"$error":"#VALUE!"},{"$error":"#VALUE!"},{"$error":"#VALUE!"},{"$error":"#VALUE!"},{"$error":"#VALUE!"},{"$error":"#VALUE!"},{"$error":"#VALUE!"},{"$error":"#VALUE!"},{"$error":"#VALUE!"},{"$error":"#VALUE!"},{"$error":"#VALUE!"},{"$error":"#VALUE!"},{"$error":"#VALUE!"},{"$error":"#VALUE!"},{"$error":"#VALUE!"},{"$error":"#VALUE!"},{"$error":"#VALUE!"}]
[null,null,null,null,null,null,null,null,null,null,null,null,null,null,null,null,null,null,null,null,null,null,null,null,null,null,null,null,null,null,null,null,null,null,null,null,null,null,null,null,null,null,null,null,null,null,null,null,null,null,null,null,{"$error":"#VALUE!"},{"$error":"#VALUE!"},{"$error":"#VALUE!"},{"$error":"#VALUE!"},{"$error":"#VALUE!"},{"$error":"#VALUE!"},{"$error":"#VALUE!"},{"$error":"#VALUE!"},{"$error":"#VALUE!"},{"$error":"#VALUE!"},{"$error":"#VALUE!"},{"$error":"#VALUE!"},{"$error":"#VALUE!"},{"$error":"#VALUE!"},{"$error":"#VALUE!"},{"$error":"#VALUE!"},{"$error":"#VALUE!"},{"$error":"#VALUE!"},{"$error":"#VALUE!"},{"$error":"#VALUE!"},{"$error":"#VALUE!"},{"$error":"#VALUE!"},{"$error":"#VALUE!"},{"$error":"#VALUE!"},{"$error":"#VALUE!"},{"$error":"#VALUE!"},{"$error":"#VALUE!"},{"$error":"#VALUE!"},{"$error":"#VALUE!"},{"$error":"#VALUE!"},{"$error":"#VALUE!"},{"$error":"#VALUE!"},{"$error":"#VALUE!"},{"$error":"#VALUE!"},{"$error":"#VALUE!"}]
[null,null,null,null,null,null,null,null,null,null,null,null,null,null,null,null,null,null,null,null,null,null,null,null,null,null,null,null,null,null,null,null,null,null,null,null,null,null,null,null,null,null,null,null,null,null,null,null,null,null,null,null,{"$error":"#VALUE!"},{"$error":"#VALUE!"},{"$error":"#VALUE!"},{"$error":"#VALUE!"},{"$error":"#VALUE!"},{"$error":"#VALUE!"},{"$error":"#VALUE!"},{"$error":"#VALUE!"},{"$error":"#VALUE!"},{"$error":"#VALUE!"},{"$error":"#VALUE!"},{"$error":"#VALUE!"},{"$error":"#VALUE!"},{"$error":"#VALUE!"},{"$error":"#VALUE!"},{"$error":"#VALUE!"},{"$error":"#VALUE!"},{"$error":"#VALUE!"},{"$error":"#VALUE!"},{"$error":"#VALUE!"},{"$error":"#VALUE!"},{"$error":"#VALUE!"},{"$error":"#VALUE!"},{"$error":"#VALUE!"},{"$error":"#VALUE!"},{"$error":"#VALUE!"},{"$error":"#VALUE!"},{"$error":"#VALUE!"},{"$error":"#VALUE!"},{"$error":"#VALUE!"},{"$error":"#VALUE!"},{"$error":"#VALUE!"},{"$error":"#VALUE!"},{"$error":"#VALUE!"},{"$error":"#VALUE!"}]
[null,null,null,null,null,null,null,null,null,null,null,null,null,null,null,null,null,null,null,null,null,null,null,null,null,null,null,null,null,null,null,null,null,null,null,null,null,null,null,null,null,null,null,null,null,null,null,null,null,null,null,null,{"$error":"#VALUE!"},{"$error":"#VALUE!"},{"$error":"#VALUE!"},{"$error":"#VALUE!"},{"$error":"#VALUE!"},{"$error":"#VALUE!"},{"$error":"#VALUE!"},{"$error":"#VALUE!"},{"$error":"#VALUE!"},{"$error":"#VALUE!"},{"$error":"#VALUE!"},{"$error":"#VALUE!"},{"$error":"#VALUE!"},{"$error":"#VALUE!"},{"$error":"#VALUE!"},{"$error":"#VALUE!"},{"$error":"#VALUE!"},{"$error":"#VALUE!"},{"$error":"#VALUE!"},{"$error":"#VALUE!"},{"$error":"#VALUE!"},{"$error":"#VALUE!"},{"$error":"#VALUE!"},{"$error":"#VALUE!"},{"$error":"#VALUE!"},{"$error":"#VALUE!"},{"$error":"#VALUE!"},{"$error":"#VALUE!"},{"$error":"#VALUE!"},{"$error":"#VALUE!"},{"$error":"#VALUE!"},{"$error":"#VALUE!"},{"$error":"#VALUE!"},{"$error":"#VALUE!"},{"$error":"#VALUE!"}]
[null,null,null,null,null,null,null,null,null,null,null,null,null,null,null,null,null,null,null,null,null,null,null,null,null,null,null,null,null,null,null,null,null,null,null,null,null,null,null,null,null,null,null,null,null,null,null,null,null,null,null,null,{"$error":"#VALUE!"},{"$error":"#VALUE!"},{"$error":"#VALUE!"},{"$error":"#VALUE!"},{"$error":"#VALUE!"},{"$error":"#VALUE!"},{"$error":"#VALUE!"},{"$error":"#VALUE!"},{"$error":"#VALUE!"},{"$error":"#VALUE!"},{"$error":"#VALUE!"},{"$error":"#VALUE!"},{"$error":"#VALUE!"},{"$error":"#VALUE!"},{"$error":"#VALUE!"},{"$error":"#VALUE!"},{"$error":"#VALUE!"},{"$error":"#VALUE!"},{"$error":"#VALUE!"},{"$error":"#VALUE!"},{"$error":"#VALUE!"},{"$error":"#VALUE!"},{"$error":"#VALUE!"},{"$error":"#VALUE!"},{"$error":"#VALUE!"},{"$error":"#VALUE!"},{"$error":"#VALUE!"},{"$f":"IF($BC137=\"\",\"\",IF(CB$107>$BB$93,\"\",IF($BA137-CB$107<=0,\"\",(0.6*($BB$103/144)*(2*32.2*($BA137-CB$107))^0.5))))","v":{"$error":"#VALUE!"}},{"$error":"#VALUE!"},{"$error":"#VALUE!"},{"$error":"#VALUE!"},{"$error":"#VALUE!"},{"$error":"#VALUE!"},{"$error":"#VALUE!"},{"$error":"#VALUE!"}]
[null,null,null,null,null,null,null,null,null,null,null,null,null,null,null,null,null,null,null,null,null,null,null,null,null,null,null,null,null,null,null,null,null,null,null,null,null,null,null,null,null,null,null,null,null,null,null,null,null,null,null,null,{"$error":"#VALUE!"},{"$error":"#VALUE!"},{"$error":"#VALUE!"},{"$error":"#VALUE!"},{"$f":"IF($BC138=\"\",\"\",IF(BE$107>$BB$93,\"\",IF($BA138-BE$107<=0,\"\",(0.6*($BB$103/144)*(2*32.2*($BA138-BE$107))^0.5))))","v":{"$error":"#VALUE!"}},{"$error":"#VALUE!"},{"$error":"#VALUE!"},{"$error":"#VALUE!"},{"$error":"#VALUE!"},{"$error":"#VALUE!"},{"$error":"#VALUE!"},{"$error":"#VALUE!"},{"$error":"#VALUE!"},{"$error":"#VALUE!"},{"$f":"IF($BC138=\"\",\"\",IF(BO$107>$BB$93,\"\",IF($BA138-BO$107<=0,\"\",(0.6*($BB$103/144)*(2*32.2*($BA138-BO$107))^0.5))))","v":{"$error":"#VALUE!"}},{"$error":"#VALUE!"},{"$error":"#VALUE!"},{"$error":"#VALUE!"},{"$error":"#VALUE!"},{"$error":"#VALUE!"},{"$error":"#VALUE!"},{"$error":"#VALUE!"},{"$error":"#VALUE!"},{"$error":"#VALUE!"},{"$error":"#VALUE!"},{"$error":"#VALUE!"},{"$error":"#VALUE!"},{"$error":"#VALUE!"},{"$error":"#VALUE!"},{"$error":"#VALUE!"},{"$error":"#VALUE!"},{"$error":"#VALUE!"},{"$error":"#VALUE!"},{"$error":"#VALUE!"},{"$error":"#VALUE!"}]
[null,null,null,null,null,null,null,null,null,null,null,null,null,null,null,null,null,null,null,null,null,null,null,null,null,null,null,null,null,null,null,null,null,null,null,null,null,null,null,null,null,null,null,null,null,null,null,null,null,null,null,null,{"$error":"#VALUE!"},{"$error":"#VALUE!"},{"$error":"#VALUE!"},{"$error":"#VALUE!"},{"$error":"#VALUE!"},{"$error":"#VALUE!"},{"$error":"#VALUE!"},{"$error":"#VALUE!"},{"$error":"#VALUE!"},{"$error":"#VALUE!"},{"$error":"#VALUE!"},{"$error":"#VALUE!"},{"$error":"#VALUE!"},{"$error":"#VALUE!"},{"$error":"#VALUE!"},{"$error":"#VALUE!"},{"$error":"#VALUE!"},{"$error":"#VALUE!"},{"$error":"#VALUE!"},{"$error":"#VALUE!"},{"$error":"#VALUE!"},{"$error":"#VALUE!"},{"$error":"#VALUE!"},{"$error":"#VALUE!"},{"$error":"#VALUE!"},{"$error":"#VALUE!"},{"$error":"#VALUE!"},{"$error":"#VALUE!"},{"$error":"#VALUE!"},{"$error":"#VALUE!"},{"$error":"#VALUE!"},{"$error":"#VALUE!"},{"$error":"#VALUE!"},{"$error":"#VALUE!"},{"$error":"#VALUE!"}]
[null,null,null,null,null,null,null,null,null,null,null,null,null,null,null,null,null,null,null,null,null,null,null,null,null,null,null,null,null,null,null,null,null,null,null,null,null,null,null,null,null,null,null,null,null,null,null,null,null,null,null,null,{"$error":"#VALUE!"},{"$f":"IF(BA140=\"\",\"\",(($L$30+2*$L$26*(BA140-$BA$108))*($L$24*$L$30+2*$L$26*(BA140-$BA$108))))","v":{"$error":"#VALUE!"}},{"$error":"#VALUE!"},{"$error":"#VALUE!"},{"$error":"#VALUE!"},{"$error":"#VALUE!"},{"$error":"#VALUE!"},{"$error":"#VALUE!"},{"$error":"#VALUE!"},{"$error":"#VALUE!"},{"$error":"#VALUE!"},{"$error":"#VALUE!"},{"$error":"#VALUE!"},{"$error":"#VALUE!"},{"$error":"#VALUE!"},{"$error":"#VALUE!"},{"$error":"#VALUE!"},{"$error":"#VALUE!"},{"$error":"#VALUE!"},{"$error":"#VALUE!"},{"$error":"#VALUE!"},{"$error":"#VALUE!"},{"$error":"#VALUE!"},{"$error":"#VALUE!"},{"$error":"#VALUE!"},{"$error":"#VALUE!"},{"$error":"#VALUE!"},{"$error":"#VALUE!"},{"$error":"#VALUE!"},{"$error":"#VALUE!"},{"$error":"#VALUE!"},{"$error":"#VALUE!"},{"$error":"#VALUE!"},{"$error":"#VALUE!"},{"$error":"#VALUE!"}]
[null,null,null,null,null,null,null,null,null,null,null,null,null,null,null,null,null,null,null,null,null,null,null,null,null,null,null,null,null,null,null,null,null,null,null,null,null,null,null,null,null,null,null,null,null,null,null,null,null,null,null,null,{"$error":"#VALUE!"},{"$error":"#VALUE!"},{"$error":"#VALUE!"},{"$error":"#VALUE!"},{"$error":"#VALUE!"},{"$error":"#VALUE!"},{"$error":"#VALUE!"},{"$error":"#VALUE!"},{"$error":"#VALUE!"},{"$error":"#VALUE!"},{"$error":"#VALUE!"},{"$error":"#VALUE!"},{"$error":"#VALUE!"},{"$error":"#VALUE!"},{"$error":"#VALUE!"},{"$error":"#VALUE!"},{"$error":"#VALUE!"},{"$error":"#VALUE!"},{"$error":"#VALUE!"},{"$error":"#VALUE!"},{"$error":"#VALUE!"},{"$error":"#VALUE!"},{"$error":"#VALUE!"},{"$error":"#VALUE!"},{"$error":"#VALUE!"},{"$error":"#VALUE!"},{"$error":"#VALUE!"},{"$error":"#VALUE!"},{"$error":"#VALUE!"},{"$error":"#VALUE!"},{"$error":"#VALUE!"},{"$error":"#VALUE!"},{"$error":"#VALUE!"},{"$error":"#VALUE!"},{"$error":"#VALUE!"}]
[null,null,null,null,null,null,null,null,null,null,null,null,null,null,null,null,null,null,null,null,null,null,null,null,null,null,null,null,null,null,null,null,null,null,null,null,null,null,null,null,null,null,null,null,null,null,null,null,null,null,null,null,{"$error":"#VALUE!"},{"$error":"#VALUE!"},{"$error":"#VALUE!"},{"$error":"#VALUE!"},{"$error":"#VALUE!"},{"$error":"#VALUE!"},{"$error":"#VALUE!"},{"$error":"#VALUE!"},{"$error":"#VALUE!"},{"$error":"#VALUE!"},{"$error":"#VALUE!"},{"$error":"#VALUE!"},{"$error":"#VALUE!"},{"$error":"#VALUE!"},{"$error":"#VALUE!"},{"$error":"#VALUE!"},{"$error":"#VALUE!"},{"$error":"#VALUE!"},{"$error":"#VALUE!"},{"$error":"#VALUE!"},{"$error":"#VALUE!"},{"$error":"#VALUE!"},{"$error":"#VALUE!"},{"$error":"#VALUE!"},{"$error":"#VALUE!"},{"$error":"#VALUE!"},{"$error":"#VALUE!"},{"$error":"#VALUE!"},{"$error":"#VALUE!"},{"$error":"#VALUE!"},{"$error":"#VALUE!"},{"$error":"#VALUE!"},{"$error":"#VALUE!"},{"$error":"#VALUE!"},{"$error":"#VALUE!"}]
[null,null,null,null,null,null,null,null,null,null,null,null,null,null,null,null,null,null,null,null,null,null,null,null,null,null,null,null,null,null,null,null,null,null,null,null,null,null,null,null,null,null,null,null,null,null,null,null,null,null,null,null,{"$error":"#VALUE!"},{"$error":"#VALUE!"},{"$error":"#VALUE!"},{"$error":"#VALUE!"},{"$error":"#VALUE!"},{"$error":"#VALUE!"},{"$error":"#VALUE!"},{"$error":"#VALUE!"},{"$error":"#VALUE!"},{"$error":"#VALUE!"},{"$error":"#VALUE!"},{"$error":"#VALUE!"},{"$error":"#VALUE!"},{"$error":"#VALUE!"},{"$error":"#VALUE!"},{"$error":"#VALUE!"},{"$error":"#VALUE!"},{"$error":"#VALUE!"},{"$error":"#VALUE!"},{"$error":"#VALUE!"},{"$error":"#VALUE!"},{"$error":"#VALUE!"},{"$error":"#VALUE!"},{"$error":"#VALUE!"},{"$error":"#VALUE!"},{"$error":"#VALUE!"},{"$error":"#VALUE!"},{"$error":"#VALUE!"},{"$error":"#VALUE!"},{"$error":"#VALUE!"},{"$error":"#VALUE!"},{"$error":"#VALUE!"},{"$error":"#VALUE!"},{"$error":"#VALUE!"},{"$error":"#VALUE!"}]
[null,null,null,null,null,null,null,null,null,null,null,null,null,null,null,null,null,null,null,null,null,null,null,null,null,null,null,null,null,null,null,null,null,null,null,null,null,null,null,null,null,null,null,null,null,null,null,null,null,null,null,null,{"$error":"#VALUE!"},{"$error":"#VALUE!"},{"$error":"#VALUE!"},{"$error":"#VALUE!"},{"$error":"#VALUE!"},{"$error":"#VALUE!"},{"$error":"#VALUE!"},{"$error":"#VALUE!"},{"$error":"#VALUE!"},{"$error":"#VALUE!"},{"$error":"#VALUE!"},{"$error":"#VALUE!"},{"$error":"#VALUE!"},{"$error":"#VALUE!"},{"$error":"#VALUE!"},{"$error":"#VALUE!"},{"$error":"#VALUE!"},{"$error":"#VALUE!"},{"$error":"#VALUE!"},{"$error":"#VALUE!"},{"$error":"#VALUE!"},{"$error":"#VALUE!"},{"$error":"#VALUE!"},{"$error":"#VALUE!"},{"$error":"#VALUE!"},{"$error":"#VALUE!"},{"$error":"#VALUE!"},{"$error":"#VALUE!"},{"$error":"#VALUE!"},{"$error":"#VALUE!"},{"$error":"#VALUE!"},{"$error":"#VALUE!"},{"$error":"#VALUE!"},{"$error":"#VALUE!"},{"$error":"#VALUE!"}]
[null,null,null,null,null,null,null,null,null,null,null,null,null,null,null,null,null,null,null,null,null,null,null,null,null,null,null,null,null,null,null,null,null,null,null,null,null,null,null,null,null,null,null,null,null,null,null,null,null,null,null,null,{"$error":"#VALUE!"},{"$error":"#VALUE!"},{"$error":"#VALUE!"},{"$error":"#VALUE!"},{"$error":"#VALUE!"},{"$error":"#VALUE!"},{"$error":"#VALUE!"},{"$error":"#VALUE!"},{"$error":"#VALUE!"},{"$error":"#VALUE!"},{"$error":"#VALUE!"},{"$error":"#VALUE!"},{"$error":"#VALUE!"},{"$error":"#VALUE!"},{"$error":"#VALUE!"},{"$error":"#VALUE!"},{"$error":"#VALUE!"},{"$error":"#VALUE!"},{"$error":"#VALUE!"},{"$error":"#VALUE!"},{"$error":"#VALUE!"},{"$error":"#VALUE!"},{"$error":"#VALUE!"},{"$error":"#VALUE!"},{"$error":"#VALUE!"},{"$error":"#VALUE!"},{"$error":"#VALUE!"},{"$error":"#VALUE!"},{"$error":"#VALUE!"},{"$error":"#VALUE!"},{"$error":"#VALUE!"},{"$error":"#VALUE!"},{"$error":"#VALUE!"},{"$error":"#VALUE!"},{"$error":"#VALUE!"}]
[null,null,null,null,null,null,null,null,null,null,null,null,null,null,null,null,null,null,null,null,null,null,null,null,null,null,null,null,null,null,null,null,null,null,null,null,null,null,null,null,null,null,null,null,null,null,null,null,null,null,null,null,{"$error":"#VALUE!"},{"$error":"#VALUE!"},{"$error":"#VALUE!"},{"$error":"#VALUE!"},{"$error":"#VALUE!"},{"$error":"#VALUE!"},{"$error":"#VALUE!"},{"$error":"#VALUE!"},{"$error":"#VALUE!"},{"$error":"#VALUE!"},{"$error":"#VALUE!"},{"$error":"#VALUE!"},{"$error":"#VALUE!"},{"$error":"#VALUE!"},{"$error":"#VALUE!"},{"$error":"#VALUE!"},{"$error":"#VALUE!"},{"$error":"#VALUE!"},{"$error":"#VALUE!"},{"$error":"#VALUE!"},{"$error":"#VALUE!"},{"$error":"#VALUE!"},{"$error":"#VALUE!"},{"$error":"#VALUE!"},{"$error":"#VALUE!"},{"$error":"#VALUE!"},{"$error":"#VALUE!"},{"$error":"#VALUE!"},{"$error":"#VALUE!"},{"$error":"#VALUE!"},{"$error":"#VALUE!"},{"$error":"#VALUE!"},{"$error":"#VALUE!"},{"$error":"#VALUE!"},{"$error":"#VALUE!"}]
[null,null,null,null,null,null,null,null,null,null,null,null,null,null,null,null,null,null,null,null,null,null,null,null,null,null,null,null,null,null,null,null,null,null,null,null,null,null,null,null,null,null,null,null,null,null,null,null,null,null,null,null,{"$error":"#VALUE!"},{"$error":"#VALUE!"},{"$error":"#VALUE!"},{"$error":"#VALUE!"},{"$error":"#VALUE!"},{"$error":"#VALUE!"},{"$error":"#VALUE!"},{"$error":"#VALUE!"},{"$error":"#VALUE!"},{"$error":"#VALUE!"},{"$error":"#VALUE!"},{"$error":"#VALUE!"},{"$error":"#VALUE!"},{"$error":"#VALUE!"},{"$error":"#VALUE!"},{"$error":"#VALUE!"},{"$error":"#VALUE!"},{"$error":"#VALUE!"},{"$error":"#VALUE!"},{"$error":"#VALUE!"},{"$error":"#VALUE!"},{"$error":"#VALUE!"},{"$error":"#VALUE!"},{"$error":"#VALUE!"},{"$error":"#VALUE!"},{"$error":"#VALUE!"},{"$error":"#VALUE!"},{"$error":"#VALUE!"},{"$error":"#VALUE!"},{"$error":"#VALUE!"},{"$error":"#VALUE!"},{"$error":"#VALUE!"},{"$error":"#VALUE!"},{"$error":"#VALUE!"},{"$error":"#VALUE!"}]
[null,null,null,null,null,null,null,null,null,null,null,null,null,null,null,null,null,null,null,null,null,null,null,null,null,null,null,null,null,null,null,null,null,null,null,null,null,null,null,null,null,null,null,null,null,null,null,null,null,null,null,null,{"$error":"#VALUE!"},{"$error":"#VALUE!"},{"$error":"#VALUE!"},{"$error":"#VALUE!"},{"$error":"#VALUE!"},{"$error":"#VALUE!"},{"$error":"#VALUE!"},{"$error":"#VALUE!"},{"$error":"#VALUE!"},{"$error":"#VALUE!"},{"$error":"#VALUE!"},{"$error":"#VALUE!"},{"$error":"#VALUE!"},{"$error":"#VALUE!"},{"$error":"#VALUE!"},{"$error":"#VALUE!"},{"$error":"#VALUE!"},{"$error":"#VALUE!"},{"$error":"#VALUE!"},{"$error":"#VALUE!"},{"$error":"#VALUE!"},{"$error":"#VALUE!"},{"$error":"#VALUE!"},{"$error":"#VALUE!"},{"$error":"#VALUE!"},{"$error":"#VALUE!"},{"$error":"#VALUE!"},{"$error":"#VALUE!"},{"$error":"#VALUE!"},{"$error":"#VALUE!"},{"$error":"#VALUE!"},{"$error":"#VALUE!"},{"$error":"#VALUE!"},{"$error":"#VALUE!"},{"$error":"#VALUE!"}]
[null,null,null,null,null,null,null,null,null,null,null,null,null,null,null,null,null,null,null,null,null,null,null,null,null,null,null,null,null,null,null,null,null,null,null,null,null,null,null,null,null,null,null,null,null,null,null,null,null,null,null,null,{"$error":"#VALUE!"},{"$error":"#VALUE!"},{"$error":"#VALUE!"},{"$error":"#VALUE!"},{"$f":"IF($BC149=\"\",\"\",IF(BE$107>$BB$93,\"\",IF($BA149-BE$107<=0,\"\",(0.6*($BB$103/144)*(2*32.2*($BA149-BE$107))^0.5))))","v":{"$error":"#VALUE!"}},{"$error":"#VALUE!"},{"$error":"#VALUE!"},{"$error":"#VALUE!"},{"$error":"#VALUE!"},{"$error":"#VALUE!"},{"$error":"#VALUE!"},{"$error":"#VALUE!"},{"$error":"#VALUE!"},{"$error":"#VALUE!"},{"$error":"#VALUE!"},{"$error":"#VALUE!"},{"$error":"#VALUE!"},{"$error":"#VALUE!"},{"$f":"IF($BC149=\"\",\"\",IF(BS$107>$BB$93,\"\",IF($BA149-BS$107<=0,\"\",(0.6*($BB$103/144)*(2*32.2*($BA149-BS$107))^0.5))))","v":{"$error":"#VALUE!"}},{"$error":"#VALUE!"},{"$error":"#VALUE!"},{"$error":"#VALUE!"},{"$error":"#VALUE!"},{"$error":"#VALUE!"},{"$error":"#VALUE!"},{"$error":"#VALUE!"},{"$error":"#VALUE!"},{"$error":"#VALUE!"},{"$error":"#VALUE!"},{"$error":"#VALUE!"},{"$error":"#VALUE!"},{"$error":"#VALUE!"},{"$error":"#VALUE!"},{"$error":"#VALUE!"},{"$error":"#VALUE!"}]
[null,null,null,null,null,null,null,null,null,null,null,null,null,null,null,null,null,null,null,null,null,null,null,null,null,null,null,null,null,null,null,null,null,null,null,null,null,null,null,null,null,null,null,null,null,null,null,null,null,null,null,null,{"$error":"#VALUE!"},{"$error":"#VALUE!"},{"$error":"#VALUE!"},{"$f":"IF($BC150=\"\",\"\",IF(BD$107>$BB$93,\"\",IF($BA150-BD$107<=0,\"\",(0.6*($BB$103/144)*(2*32.2*($BA150-BD$107))^0.5))))","v":{"$error":"#VALUE!"}},{"$error":"#VALUE!"},{"$error":"#VALUE!"},{"$error":"#VALUE!"},{"$error":"#VALUE!"},{"$error":"#VALUE!"},{"$error":"#VALUE!"},{"$error":"#VALUE!"},{"$error":"#VALUE!"},{"$error":"#VALUE!"},{"$error":"#VALUE!"},{"$error":"#VALUE!"},{"$error":"#VALUE!"},{"$error":"#VALUE!"},{"$error":"#VALUE!"},{"$error":"#VALUE!"},{"$error":"#VALUE!"},{"$error":"#VALUE!"},{"$error":"#VALUE!"},{"$error":"#VALUE!"},{"$error":"#VALUE!"},{"$error":"#VALUE!"},{"$error":"#VALUE!"},{"$error":"#VALUE!"},{"$error":"#VALUE!"},{"$error":"#VALUE!"},{"$error":"#VALUE!"},{"$error":"#VALUE!"},{"$error":"#VALUE!"},{"$error":"#VALUE!"},{"$error":"#VALUE!"},{"$error":"#VALUE!"}]
[null,null,null,null,null,null,null,null,null,null,null,null,null,null,null,null,null,null,null,null,null,null,null,null,null,null,null,null,null,null,null,null,null,null,null,null,null,null,null,null,null,null,null,null,null,null,null,null,null,null,null,null,{"$error":"#VALUE!"},{"$error":"#VALUE!"},{"$error":"#VALUE!"},{"$error":"#VALUE!"},{"$error":"#VALUE!"},{"$error":"#VALUE!"},{"$error":"#VALUE!"},{"$error":"#VALUE!"},{"$error":"#VALUE!"},{"$error":"#VALUE!"},{"$error":"#VALUE!"},{"$error":"#VALUE!"},{"$error":"#VALUE!"},{"$error":"#VALUE!"},{"$error":"#VALUE!"},{"$error":"#VALUE!"},{"$error":"#VALUE!"},{"$error":"#VALUE!"},{"$error":"#VALUE!"},{"$error":"#VALUE!"},{"$error":"#VALUE!"},{"$error":"#VALUE!"},{"$error":"#VALUE!"},{"$error":"#VALUE!"},{"$error":"#VALUE!"},{"$error":"#VALUE!"},{"$error":"#VALUE!"},{"$error":"#VALUE!"},{"$error":"#VALUE!"},{"$error":"#VALUE!"},{"$error":"#VALUE!"},{"$error":"#VALUE!"},{"$error":"#VALUE!"},{"$error":"#VALUE!"},{"$error":"#VALUE!"}]
[null,null,null,null,null,null,null,null,null,null,null,null,null,null,null,null,null,null,null,null,null,null,null,null,null,null,null,null,null,null,null,null,null,null,null,null,null,null,null,null,null,null,null,null,null,null,null,null,null,null,null,null,{"$error":"#VALUE!"},{"$error":"#VALUE!"},{"$error":"#VALUE!"},{"$error":"#VALUE!"},{"$error":"#VALUE!"},{"$error":"#VALUE!"},{"$error":"#VALUE!"},{"$error":"#VALUE!"},{"$error":"#VALUE!"},{"$error":"#VALUE!"},{"$error":"#VALUE!"},{"$error":"#VALUE!"},{"$error":"#VALUE!"},{"$error":"#VALUE!"},{"$error":"#VALUE!"},{"$error":"#VALUE!"},{"$error":"#VALUE!"},{"$error":"#VALUE!"},{"$error":"#VALUE!"},{"$error":"#VALUE!"},{"$error":"#VALUE!"},{"$error":"#VALUE!"},{"$error":"#VALUE!"},{"$error":"#VALUE!"},{"$error":"#VALUE!"},{"$error":"#VALUE!"},{"$error":"#VALUE!"},{"$error":"#VALUE!"},{"$error":"#VALUE!"},{"$error":"#VALUE!"},{"$error":"#VALUE!"},{"$error":"#VALUE!"},{"$error":"#VALUE!"},{"$error":"#VALUE!"},{"$error":"#VALUE!"}]
[null,null,null,null,null,null,null,null,null,null,null,null,null,null,null,null,null,null,null,null,null,null,null,null,null,null,null,null,null,null,null,null,null,null,null,null,null,null,null,null,null,null,null,null,null,null,null,null,null,null,null,null,{"$error":"#VALUE!"},{"$error":"#VALUE!"},{"$error":"#VALUE!"},{"$error":"#VALUE!"},{"$error":"#VALUE!"},{"$error":"#VALUE!"},{"$error":"#VALUE!"},{"$error":"#VALUE!"},{"$error":"#VALUE!"},{"$error":"#VALUE!"},{"$error":"#VALUE!"},{"$error":"#VALUE!"},{"$error":"#VALUE!"},{"$error":"#VALUE!"},{"$error":"#VALUE!"},{"$error":"#VALUE!"},{"$error":"#VALUE!"},{"$error":"#VALUE!"},{"$error":"#VALUE!"},{"$error":"#VALUE!"},{"$error":"#VALUE!"},{"$error":"#VALUE!"},{"$error":"#VALUE!"},{"$error":"#VALUE!"},{"$error":"#VALUE!"},{"$error":"#VALUE!"},{"$error":"#VALUE!"},{"$error":"#VALUE!"},{"$error":"#VALUE!"},{"$error":"#VALUE!"},{"$error":"#VALUE!"},{"$error":"#VALUE!"},{"$error":"#VALUE!"},{"$error":"#VALUE!"},{"$error":"#VALUE!"}]
[null,null,null,null,null,null,null,null,null,null,null,null,null,null,null,null,null,null,null,null,null,null,null,null,null,null,null,null,null,null,null,null,null,null,null,null,null,null,null,null,null,null,null,null,null,null,null,null,null,null,null,null,{"$error":"#VALUE!"},{"$error":"#VALUE!"},{"$error":"#VALUE!"},{"$error":"#VALUE!"},{"$error":"#VALUE!"},{"$error":"#VALUE!"},{"$error":"#VALUE!"},{"$error":"#VALUE!"},{"$error":"#VALUE!"},{"$error":"#VALUE!"},{"$error":"#VALUE!"},{"$error":"#VALUE!"},{"$error":"#VALUE!"},{"$error":"#VALUE!"},{"$error":"#VALUE!"},{"$error":"#VALUE!"},{"$error":"#VALUE!"},{"$error":"#VALUE!"},{"$error":"#VALUE!"},{"$error":"#VALUE!"},{"$error":"#VALUE!"},{"$error":"#VALUE!"},{"$error":"#VALUE!"},{"$error":"#VALUE!"},{"$error":"#VALUE!"},{"$error":"#VALUE!"},{"$error":"#VALUE!"},{"$error":"#VALUE!"},{"$error":"#VALUE!"},{"$error":"#VALUE!"},{"$error":"#VALUE!"},{"$error":"#VALUE!"},{"$error":"#VALUE!"},{"$error":"#VALUE!"},{"$error":"#VALUE!"}]
[null,null,null,null,null,null,null,null,null,null,null,null,null,null,null,null,null,null,null,null,null,null,null,null,null,null,null,null,null,null,null,null,null,null,null,null,null,null,null,null,null,null,null,null,null,null,null,null,null,null,null,null,{"$error":"#VALUE!"},{"$error":"#VALUE!"},{"$error":"#VALUE!"},{"$error":"#VALUE!"},{"$error":"#VALUE!"},{"$error":"#VALUE!"},{"$error":"#VALUE!"},{"$error":"#VALUE!"},{"$error":"#VALUE!"},{"$error":"#VALUE!"},{"$error":"#VALUE!"},{"$error":"#VALUE!"},{"$error":"#VALUE!"},{"$error":"#VALUE!"},{"$error":"#VALUE!"},{"$error":"#VALUE!"},{"$error":"#VALUE!"},{"$error":"#VALUE!"},{"$error":"#VALUE!"},{"$error":"#VALUE!"},{"$error":"#VALUE!"},{"$error":"#VALUE!"},{"$error":"#VALUE!"},{"$error":"#VALUE!"},{"$error":"#VALUE!"},{"$error":"#VALUE!"},{"$error":"#VALUE!"},{"$error":"#VALUE!"},{"$error":"#VALUE!"},{"$error":"#VALUE!"},{"$error":"#VALUE!"},{"$error":"#VALUE!"},{"$error":"#VALUE!"},{"$error":"#VALUE!"},{"$error":"#VALUE!"}]
[null,null,null,null,null,null,null,null,null,null,null,null,null,null,null,null,null,null,null,null,null,null,null,null,null,null,null,null,null,null,null,null,null,null,null,null,null,null,null,null,null,null,null,null,null,null,null,null,null,null,null,null,{"$error":"#VALUE!"},{"$error":"#VALUE!"},{"$error":"#VALUE!"},{"$error":"#VALUE!"},{"$error":"#VALUE!"},{"$error":"#VALUE!"},{"$error":"#VALUE!"},{"$error":"#VALUE!"},{"$error":"#VALUE!"},{"$error":"#VALUE!"},{"$error":"#VALUE!"},{"$error":"#VALUE!"},{"$error":"#VALUE!"},{"$error":"#VALUE!"},{"$error":"#VALUE!"},{"$error":"#VALUE!"},{"$error":"#VALUE!"},{"$error":"#VALUE!"},{"$error":"#VALUE!"},{"$error":"#VALUE!"},{"$error":"#VALUE!"},{"$error":"#VALUE!"},{"$error":"#VALUE!"},{"$error":"#VALUE!"},{"$error":"#VALUE!"},{"$error":"#VALUE!"},{"$error":"#VALUE!"},{"$error":"#VALUE!"},{"$error":"#VALUE!"},{"$error":"#VALUE!"},{"$error":"#VALUE!"},{"$error":"#VALUE!"},{"$error":"#VALUE!"},{"$error":"#VALUE!"},{"$error":"#VALUE!"}]
[null,null,null,null,null,null,null,null,null,null,null,null,null,null,null,null,null,null,null,null,null,null,null,null,null,null,null,null,null,null,null,null,null,null,null,null,null,null,null,null,null,null,null,null,null,null,null,null,null,null,null,null,{"$error":"#VALUE!"},{"$error":"#VALUE!"},{"$error":"#VALUE!"},{"$error":"#VALUE!"},{"$error":"#VALUE!"},{"$error":"#VALUE!"},{"$error":"#VALUE!"},{"$error":"#VALUE!"},{"$error":"#VALUE!"},{"$error":"#VALUE!"},{"$error":"#VALUE!"},{"$error":"#VALUE!"},{"$error":"#VALUE!"},{"$error":"#VALUE!"},{"$error":"#VALUE!"},{"$error":"#VALUE!"},{"$error":"#VALUE!"},{"$error":"#VALUE!"},{"$error":"#VALUE!"},{"$error":"#VALUE!"},{"$error":"#VALUE!"},{"$error":"#VALUE!"},{"$error":"#VALUE!"},{"$error":"#VALUE!"},{"$error":"#VALUE!"},{"$error":"#VALUE!"},{"$error":"#VALUE!"},{"$error":"#VALUE!"},{"$error":"#VALUE!"},{"$error":"#VALUE!"},{"$error":"#VALUE!"},{"$error":"#VALUE!"},{"$error":"#VALUE!"},{"$error":"#VALUE!"},{"$error":"#VALUE!"}]
[null,null,null,null,null,null,null,null,null,null,null,null,null,null,null,null,null,null,null,null,null,null,null,null,null,null,null,null,null,null,null,null,null,null,null,null,null,null,null,null,null,null,null,null,null,null,null,null,null,null,null,null,{"$error":"#VALUE!"},{"$error":"#VALUE!"},{"$error":"#VALUE!"},{"$error":"#VALUE!"},{"$error":"#VALUE!"},{"$error":"#VALUE!"},{"$error":"#VALUE!"},{"$error":"#VALUE!"},{"$error":"#VALUE!"},{"$error":"#VALUE!"},{"$error":"#VALUE!"},{"$error":"#VALUE!"},{"$error":"#VALUE!"},{"$error":"#VALUE!"},{"$error":"#VALUE!"},{"$error":"#VALUE!"},{"$error":"#VALUE!"},{"$error":"#VALUE!"},{"$error":"#VALUE!"},{"$error":"#VALUE!"},{"$error":"#VALUE!"},{"$error":"#VALUE!"},{"$error":"#VALUE!"},{"$error":"#VALUE!"},{"$error":"#VALUE!"},{"$error":"#VALUE!"},{"$error":"#VALUE!"},{"$error":"#VALUE!"},{"$error":"#VALUE!"},{"$error":"#VALUE!"},{"$error":"#VALUE!"},{"$error":"#VALUE!"},{"$error":"#VALUE!"},{"$error":"#VALUE!"},{"$error":"#VALUE!"}]
[null,null,null,null,null,null,null,null,null,null,null,null,null,null,null,null,null,null,null,null,null,null,null,null,null,null,null,null,null,null,null,null,null,null,null,null,null,null,null,null,null,null,null,null,null,null,null,null,null,null,null,null,{"$error":"#VALUE!"},{"$error":"#VALUE!"},{"$error":"#VALUE!"},{"$error":"#VALUE!"},{"$error":"#VALUE!"},{"$error":"#VALUE!"},{"$error":"#VALUE!"},{"$error":"#VALUE!"},{"$error":"#VALUE!"},{"$error":"#VALUE!"},{"$error":"#VALUE!"},{"$error":"#VALUE!"},{"$error":"#VALUE!"},{"$error":"#VALUE!"},{"$error":"#VALUE!"},{"$error":"#VALUE!"},{"$error":"#VALUE!"},{"$error":"#VALUE!"},{"$error":"#VALUE!"},{"$error":"#VALUE!"},{"$error":"#VALUE!"},{"$error":"#VALUE!"},{"$error":"#VALUE!"},{"$error":"#VALUE!"},{"$error":"#VALUE!"},{"$error":"#VALUE!"},{"$error":"#VALUE!"},{"$error":"#VALUE!"},{"$error":"#VALUE!"},{"$error":"#VALUE!"},{"$error":"#VALUE!"},{"$error":"#VALUE!"},{"$error":"#VALUE!"},{"$error":"#VALUE!"},{"$error":"#VALUE!"}]
[null,null,null,null,null,null,null,null,null,null,null,null,null,null,null,null,null,null,null,null,null,null,null,null,null,null,null,null,null,null,null,null,null,null,null,null,null,null,null,null,null,null,null,null,null,null,null,null,null,null,null,null,{"$error":"#VALUE!"},{"$error":"#VALUE!"},{"$error":"#VALUE!"},{"$error":"#VALUE!"},{"$error":"#VALUE!"},{"$error":"#VALUE!"},{"$error":"#VALUE!"},{"$error":"#VALUE!"},{"$error":"#VALUE!"},{"$error":"#VALUE!"},{"$error":"#VALUE!"},{"$error":"#VALUE!"},{"$error":"#VALUE!"},{"$error":"#VALUE!"},{"$error":"#VALUE!"},{"$error":"#VALUE!"},{"$error":"#VALUE!"},{"$error":"#VALUE!"},{"$error":"#VALUE!"},{"$error":"#VALUE!"},{"$error":"#VALUE!"},{"$error":"#VALUE!"},{"$error":"#VALUE!"},{"$error":"#VALUE!"},{"$error":"#VALUE!"},{"$error":"#VALUE!"},{"$error":"#VALUE!"},{"$error":"#VALUE!"},{"$error":"#VALUE!"},{"$error":"#VALUE!"},{"$error":"#VALUE!"},{"$error":"#VALUE!"},{"$error":"#VALUE!"},{"$error":"#VALUE!"},{"$error":"#VALUE!"}]
[null,null,null,null,null,null,null,null,null,null,null,null,null,null,null,null,null,null,null,null,null,null,null,null,null,null,null,null,null,null,null,null,null,null,null,null,null,null,null,null,null,null,null,null,null,null,null,null,null,null,null,null,{"$error":"#VALUE!"},{"$error":"#VALUE!"},{"$error":"#VALUE!"},{"$error":"#VALUE!"},{"$error":"#VALUE!"},{"$error":"#VALUE!"},{"$error":"#VALUE!"},{"$error":"#VALUE!"},{"$error":"#VALUE!"},{"$error":"#VALUE!"},{"$error":"#VALUE!"},{"$error":"#VALUE!"},{"$error":"#VALUE!"},{"$error":"#VALUE!"},{"$error":"#VALUE!"},{"$error":"#VALUE!"},{"$error":"#VALUE!"},{"$error":"#VALUE!"},{"$error":"#VALUE!"},{"$error":"#VALUE!"},{"$error":"#VALUE!"},{"$error":"#VALUE!"},{"$error":"#VALUE!"},{"$error":"#VALUE!"},{"$error":"#VALUE!"},{"$error":"#VALUE!"},{"$error":"#VALUE!"},{"$error":"#VALUE!"},{"$error":"#VALUE!"},{"$error":"#VALUE!"},{"$error":"#VALUE!"},{"$error":"#VALUE!"},{"$error":"#VALUE!"},{"$error":"#VALUE!"},{"$error":"#VALUE!"}]
[null,null,null,null,null,null,null,null,null,null,null,null,null,null,null,null,null,null,null,null,null,null,null,null,null,null,null,null,null,null,null,null,null,null,null,null,null,null,null,null,null,null,null,null,null,null,null,null,null,null,null,null,{"$error":"#VALUE!"},{"$error":"#VALUE!"},{"$error":"#VALUE!"},{"$error":"#VALUE!"},{"$error":"#VALUE!"},{"$error":"#VALUE!"},{"$error":"#VALUE!"},{"$error":"#VALUE!"},{"$error":"#VALUE!"},{"$error":"#VALUE!"},{"$error":"#VALUE!"},{"$error":"#VALUE!"},{"$error":"#VALUE!"},{"$error":"#VALUE!"},{"$error":"#VALUE!"},{"$error":"#VALUE!"},{"$error":"#VALUE!"},{"$error":"#VALUE!"},{"$error":"#VALUE!"},{"$error":"#VALUE!"},{"$error":"#VALUE!"},{"$error":"#VALUE!"},{"$error":"#VALUE!"},{"$error":"#VALUE!"},{"$error":"#VALUE!"},{"$error":"#VALUE!"},{"$error":"#VALUE!"},{"$error":"#VALUE!"},{"$error":"#VALUE!"},{"$error":"#VALUE!"},{"$error":"#VALUE!"},{"$error":"#VALUE!"},{"$error":"#VALUE!"},{"$error":"#VALUE!"},{"$error":"#VALUE!"}]
[null,null,null,null,null,null,null,null,null,null,null,null,null,null,null,null,null,null,null,null,null,null,null,null,null,null,null,null,null,null,null,null,null,null,null,null,null,null,null,null,null,null,null,null,null,null,null,null,null,null,null,null,{"$error":"#VALUE!"},{"$error":"#VALUE!"},{"$error":"#VALUE!"},{"$error":"#VALUE!"},{"$error":"#VALUE!"},{"$error":"#VALUE!"},{"$error":"#VALUE!"},{"$error":"#VALUE!"},{"$error":"#VALUE!"},{"$error":"#VALUE!"},{"$error":"#VALUE!"},{"$error":"#VALUE!"},{"$error":"#VALUE!"},{"$error":"#VALUE!"},{"$error":"#VALUE!"},{"$error":"#VALUE!"},{"$error":"#VALUE!"},{"$error":"#VALUE!"},{"$error":"#VALUE!"},{"$error":"#VALUE!"},{"$error":"#VALUE!"},{"$error":"#VALUE!"},{"$error":"#VALUE!"},{"$error":"#VALUE!"},{"$error":"#VALUE!"},{"$error":"#VALUE!"},{"$error":"#VALUE!"},{"$error":"#VALUE!"},{"$error":"#VALUE!"},{"$error":"#VALUE!"},{"$error":"#VALUE!"},{"$error":"#VALUE!"},{"$error":"#VALUE!"},{"$error":"#VALUE!"},{"$error":"#VALUE!"}]
[null,null,null,null,null,null,null,null,null,null,null,null,null,null,null,null,null,null,null,null,null,null,null,null,null,null,null,null,null,null,null,null,null,null,null,null,null,null,null,null,null,null,null,null,null,null,null,null,null,null,null,null,{"$error":"#VALUE!"},{"$error":"#VALUE!"},{"$error":"#VALUE!"},{"$error":"#VALUE!"},{"$error":"#VALUE!"},{"$error":"#VALUE!"},{"$error":"#VALUE!"},{"$error":"#VALUE!"},{"$error":"#VALUE!"},{"$error":"#VALUE!"},{"$error":"#VALUE!"},{"$error":"#VALUE!"},{"$error":"#VALUE!"},{"$error":"#VALUE!"},{"$error":"#VALUE!"},{"$error":"#VALUE!"},{"$error":"#VALUE!"},{"$error":"#VALUE!"},{"$error":"#VALUE!"},{"$error":"#VALUE!"},{"$error":"#VALUE!"},{"$error":"#VALUE!"},{"$error":"#VALUE!"},{"$error":"#VALUE!"},{"$error":"#VALUE!"},{"$error":"#VALUE!"},{"$error":"#VALUE!"},{"$error":"#VALUE!"},{"$error":"#VALUE!"},{"$error":"#VALUE!"},{"$error":"#VALUE!"},{"$error":"#VALUE!"},{"$error":"#VALUE!"},{"$error":"#VALUE!"},{"$error":"#VALUE!"}]
[null,null,null,null,null,null,null,null,null,null,null,null,null,null,null,null,null,null,null,null,null,null,null,null,null,null,null,null,null,null,null,null,null,null,null,null,null,null,null,null,null,null,null,null,null,null,null,null,null,null,null,null,{"$error":"#VALUE!"},{"$error":"#VALUE!"},{"$error":"#VALUE!"},{"$error":"#VALUE!"},{"$error":"#VALUE!"},{"$error":"#VALUE!"},{"$error":"#VALUE!"},{"$error":"#VALUE!"},{"$error":"#VALUE!"},{"$error":"#VALUE!"},{"$error":"#VALUE!"},{"$error":"#VALUE!"},{"$error":"#VALUE!"},{"$error":"#VALUE!"},{"$error":"#VALUE!"},{"$error":"#VALUE!"},{"$error":"#VALUE!"},{"$error":"#VALUE!"},{"$f":"IF($BC165=\"\",\"\",IF(BS$107>$BB$93,\"\",IF($BA165-BS$107<=0,\"\",(0.6*($BB$103/144)*(2*32.2*($BA165-BS$107))^0.5))))","v":{"$error":"#VALUE!"}},{"$error":"#VALUE!"},{"$error":"#VALUE!"},{"$error":"#VALUE!"},{"$error":"#VALUE!"},{"$error":"#VALUE!"},{"$error":"#VALUE!"},{"$error":"#VALUE!"},{"$error":"#VALUE!"},{"$error":"#VALUE!"},{"$error":"#VALUE!"},{"$error":"#VALUE!"},{"$error":"#VALUE!"},{"$error":"#VALUE!"},{"$error":"#VALUE!"},{"$error":"#VALUE!"},{"$error":"#VALUE!"}]
[null,null,null,null,null,null,null,null,null,null,null,null,null,null,null,null,null,null,null,null,null,null,null,null,null,null,null,null,null,null,null,null,null,null,null,null,null,null,null,null,null,null,null,null,null,null,null,null,null,null,null,null,{"$error":"#VALUE!"},{"$error":"#VALUE!"},{"$error":"#VALUE!"},{"$f":"IF($BC166=\"\",\"\",IF(BD$107>$BB$93,\"\",IF($BA166-BD$107<=0,\"\",(0.6*($BB$103/144)*(2*32.2*($BA166-BD$107))^0.5))))","v":{"$error":"#VALUE!"}},{"$error":"#VALUE!"},{"$error":"#VALUE!"},{"$error":"#VALUE!"},{"$error":"#VALUE!"},{"$error":"#VALUE!"},{"$error":"#VALUE!"},{"$error":"#VALUE!"},{"$error":"#VALUE!"},{"$error":"#VALUE!"},{"$error":"#VALUE!"},{"$error":"#VALUE!"},{"$error":"#VALUE!"},{"$error":"#VALUE!"},{"$error":"#VALUE!"},{"$error":"#VALUE!"},{"$error":"#VALUE!"},{"$error":"#VALUE!"},{"$error":"#VALUE!"},{"$error":"#VALUE!"},{"$error":"#VALUE!"},{"$error":"#VALUE!"},{"$error":"#VALUE!"},{"$error":"#VALUE!"},{"$error":"#VALUE!"},{"$error":"#VALUE!"},{"$error":"#VALUE!"},{"$error":"#VALUE!"},{"$error":"#VALUE!"},{"$error":"#VALUE!"},{"$error":"#VALUE!"},{"$error":"#VALUE!"}]
[null,null,null,null,null,null,null,null,null,null,null,null,null,null,null,null,null,null,null,null,null,null,null,null,null,null,null,null,null,null,null,null,null,null,null,null,null,null,null,null,null,null,null,null,null,null,null,null,null,null,null,null,{"$error":"#VALUE!"},{"$error":"#VALUE!"},{"$error":"#VALUE!"},{"$error":"#VALUE!"},{"$error":"#VALUE!"},{"$error":"#VALUE!"},{"$error":"#VALUE!"},{"$error":"#VALUE!"},{"$error":"#VALUE!"},{"$error":"#VALUE!"},{"$error":"#VALUE!"},{"$error":"#VALUE!"},{"$error":"#VALUE!"},{"$error":"#VALUE!"},{"$error":"#VALUE!"},{"$error":"#VALUE!"},{"$error":"#VALUE!"},{"$error":"#VALUE!"},{"$error":"#VALUE!"},{"$error":"#VALUE!"},{"$error":"#VALUE!"},{"$error":"#VALUE!"},{"$error":"#VALUE!"},{"$error":"#VALUE!"},{"$error":"#VALUE!"},{"$error":"#VALUE!"},{"$error":"#VALUE!"},{"$error":"#VALUE!"},{"$error":"#VALUE!"},{"$error":"#VALUE!"},{"$error":"#VALUE!"},{"$error":"#VALUE!"},{"$error":"#VALUE!"},{"$error":"#VALUE!"},{"$error":"#VALUE!"}]
[null,null,null,null,null,null,null,null,null,null,null,null,null,null,null,null,null,null,null,null,null,null,null,null,null,null,null,null,null,null,null,null,null,null,null,null,null,null,null,null,null,null,null,null,null,null,null,null,null,null,null,null,{"$error":"#VALUE!"},{"$error":"#VALUE!"},{"$error":"#VALUE!"},{"$error":"#VALUE!"},{"$error":"#VALUE!"},{"$error":"#VALUE!"},{"$error":"#VALUE!"},{"$error":"#VALUE!"},{"$error":"#VALUE!"},{"$error":"#VALUE!"},{"$error":"#VALUE!"},{"$error":"#VALUE!"},{"$error":"#VALUE!"},{"$error":"#VALUE!"},{"$error":"#VALUE!"},{"$error":"#VALUE!"},{"$error":"#VALUE!"},{"$error":"#VALUE!"},{"$error":"#VALUE!"},{"$error":"#VALUE!"},{"$error":"#VALUE!"},{"$error":"#VALUE!"},{"$error":"#VALUE!"},{"$error":"#VALUE!"},{"$error":"#VALUE!"},{"$error":"#VALUE!"},{"$error":"#VALUE!"},{"$error":"#VALUE!"},{"$error":"#VALUE!"},{"$error":"#VALUE!"},{"$error":"#VALUE!"},{"$error":"#VALUE!"},{"$error":"#VALUE!"},{"$error":"#VALUE!"},{"$error":"#VALUE!"}]
[null,null,null,null,null,null,null,null,null,null,null,null,null,null,null,null,null,null,null,null,null,null,null,null,null,null,null,null,null,null,null,null,null,null,null,null,null,null,null,null,null,null,null,null,null,null,null,null,null,null,null,null,null,null,null,null,null,null,null,null,null,null,null,null,null,null,null,null,null,null,null,null,null,null,null,null,null,null,null,null,null,null,null,null,null,"Total Drain Time (hrs)",{"$f":"SUM(CI108:CI168)","v":{"$error":"#VALUE!"}}]
[null,null,null,null,null,null,null,null,null,null,null,null,null,null,null,null,null,null,null,null,null,null,null,null,null,null,null,null,null,null,null,null,null,null,null,null,null,null,null,null,null,null,null,null,null,null,null,null,null,null,null,null,null,null,null,null,null,null,null,null,null,null,null,null,null,null,null,null,null,null,null,null,null,null,null,null,null,null,null,null,null,null,null,null,null,"Peak Outflow Rate (cfs)",{"$f":"MAX(CH108:CH168)","v":{"$error":"#VALUE!"}}]

{"sheet":"EWDB","index":3,"n_rows":171,"n_cols":87,"rows_kept":171,"cut":false,"hidden":false,"merged":[[1,1,1,13],[67,1,67,13],[39,75,39,84],[103,55,103,64],[103,65,103,74],[103,75,103,84],[39,55,39,64],[39,65,39,74],[92,3,92,4],[81,3,81,4],[120,1,120,13],[121,1,121,13],[114,4,114,13],[115,1,115,13],[116,1,116,13],[117,1,117,13],[118,1,118,13],[119,1,119,13]]}
[]
[null,"Design Procedure Form:  Extended Wet Detention Basin (EWDB)"]
[null,null,null,null,null,null,null,null,null,null,null,null,null,"(Sheet 1 of 2)"]
[null,null,"Designer:"]
[null,null,"Company:"]
[null,null,"Date:"]
[null,null,"Project:"]
[null,null,"Location:"]
[]
[]
[null,null,"1.","Surcharge WQCV and Minimum Permanent Pool Volume"]
[]
[null,null,null,"A)  Contributing Watershed Area from WQCV Spreadsheet",null,null,null,null,null,null,"Area =",{"$f":"IF(WQCV!L27=\"\",\"\",WQCV!L27/43560)","v":""},"acres"]
[]
[null,null,null,"B)  Water Quality Capture Volume (WQCV12)",null,null,null,null,null,null,"WQCV12 =",{"$f":"IF(WQCV!L32=\"\",\"\",WQCV!L32)","v":""},"cubic feet"]
[null,null,null,"      (Input from WQCV Spreadsheet, 12 hour drain time)"]
[]
[null,null,null,"C)  Minimum Permanent Pool Volume: Vol = WQCV * 1.2",null,null,null,null,null,null,"Min. Vp =",{"$f":"IF(L15=\"\",\"\",L15*1.2)","v":""},"cubic feet"]
[]
[]
[null,null,"2.","Check Residence Time of Permanent Pool"]
[]
[null,null,null,"A)  Design Permanent Pool Volume, Vp",null,null,null,null,null,null,"Design Vp =",null,"cubic feet"]
[]
[null,null,null,"B)  Average Inflow Rate to Pond during 2-year Storm Event, Q2yr, avg",null,null,null,null,null,null,"Q2yr, avg",null,"cfs"]
[null,null,null,"          (Calculated using appropriate hydrologic analysis method in Ch. 5, Runoff)"]
[]
[null,null,null,"C)  Residence Time, t",null,null,null,null,null,null,"t =",null,"hours",null,null,null,null,null,null,null,null,null,null,null,null,null,null,null,null,null,null,null,null,null,null,null,null,null,null,null,null,null,null,null,null,null,null,null,null,null,null,null,"WQCV =",{"$f":"IF(L48=\"\",\"\",L48)","v":""},"cubic feet"]
[null,null,null,null,null,null,null,null,null,null,null,null,null,null,null,null,null,null,null,null,null,null,null,null,null,null,null,null,null,null,null,null,null,null,null,null,null,null,null,null,null,null,null,null,null,null,null,null,null,null,null,null,"DWQCV =",{"$f":"IF(L46=\"\",\"\",L46)","v":""},"feet",null,null,"Total Drain Time (hrs)",{"$f":"CI88","v":{"$error":"#VALUE!"}}]
[null,null,null,null,null,null,null,null,null,null,null,null,null,null,null,null,null,null,null,null,null,null,null,null,null,null,null,null,null,null,null,null,null,null,null,null,null,null,null,null,null,null,null,null,null,null,null,null,null,null,null,null,"WQCV water surface elevation =",100,"feet",null,null,"Peak Outflow Rate (cfs)",{"$f":"CI89","v":{"$error":"#VALUE!"}}]
[null,null,null,null,null,null,null,null,null,null,null,null,null,null,null,null,null,null,null,null,null,null,null,null,null,null,null,null,null,null,null,null,null,null,null,null,null,null,null,null,null,null,null,null,null,null,null,null,null,null,null,null,"permanent pool elevation =",{"$f":"BB30-BB29","v":{"$error":"#VALUE!"}},"feet"]
[null,null,"3.","Preliminary Basin Geometry (assumes a trapezoidal basin)"]
[null,null,null,null,null,null,null,null,null,null,null,null,null,null,null,null,null,null,null,null,null,null,null,null,null,null,null,null,null,null,null,null,null,null,null,null,null,null,null,null,null,null,null,null,null,null,null,null,null,null,null,null,"dperforation =",{"$f":"IF(#REF!=\"\",\"\",#REF!)","v":{"$error":"#REF!"}},"inches"]
[null,null,null,"A)  Basin Length to Width Ratio (L:W), should be between 2:1 and 4:1",null,null,null,null,null,null,"L:W =",null,null,null,null,null,null,null,null,null,null,null,null,null,null,null,null,null,null,null,null,null,null,null,null,null,null,null,null,null,null,null,null,null,null,null,null,null,null,null,null,null,"nholes =",{"$f":"IF(#REF!=\"\",\"\",#REF!)","v":{"$error":"#REF!"}},null,null,null,"Width for WQCV bottom =",{"$f":"IF(L40=\"\",\"\",L40+2*(L38*L36))","v":""}]
[null,null,null,null,null,null,null,null,null,null,null,null,null,null,null,null,null,null,null,null,null,null,null,null,null,null,null,null,null,null,null,null,null,null,null,null,null,null,null,null,null,null,null,null,null,null,null,null,null,null,null,null,"Rs =",{"$f":"IF(#REF!=\"\",\"\",#REF!)","v":{"$error":"#REF!"}},"inches",null,null,"Length for WQCV bottom =",{"$f":"IF(L42=\"\",\"\",L42+2*(L38*L36))","v":""}]
[null,null,null,"B)  Basin Side Slopes, Z (Horizontal:Vertical), should be 3:1 or flatter",null,null,null,null,null,null,"Z =",null,"ft/ft",null,null,null,null,null,null,null,null,null,null,null,null,null,null,null,null,null,null,null,null,null,null,null,null,null,null,null,null,null,null,null,null,null,null,null,null,null,null,null,"driser =",{"$f":"IF(#REF!=\"\",\"\",#REF!)","v":{"$error":"#REF!"}},"inches"]
[null,null,null,null,null,null,null,null,null,null,null,null,null,null,null,null,null,null,null,null,null,null,null,null,null,null,null,null,null,null,null,null,null,null,null,null,null,null,null,null,null,null,null,null,null,null,null,null,null,null,null,null,"doutlet =",{"$f":"IF(#REF!=\"\",\"\",#REF!)","v":{"$error":"#REF!"}},"inches"]
[null,null,null,"C)  Permanent Pool Depth, Dp (Min = 6 feet)",null,null,null,null,null,null,"Dp =",null,"feet"]
[null,null,null,null,null,null,null,null,null,null,null,null,null,null,null,null,null,null,null,null,null,null,null,null,null,null,null,null,null,null,null,null,null,null,null,null,null,null,null,null,null,null,null,null,null,null,null,null,null,null,null,null,"nrows =",{"$f":"IF(BB35=\"\",\"\",ROUND(((BB29*12)/BB35),0))","v":{"$error":"#REF!"}}]
[null,null,null,"D) Basin Bottom Width, W",null,null,null,null,null,null,"W =",null,"feet",null,null,null,null,null,null,null,null,null,null,null,null,null,null,null,null,null,null,null,null,null,null,null,null,null,null,null,null,null,null,null,null,null,null,null,null,null,null,null,"Outlet Area per Row =",{"$f":"IF(BB34=\"\",\"\",BB34*3.1416*(BB33^2)/4)","v":{"$error":"#REF!"}},"in2","Outflow Rate (cfs) for each Row (based on row elevation)",null,null,null,null,null,null,null,null,null,"Outflow Rate (cfs) for each Row (based on row elevation)",null,null,null,null,null,null,null,null,null,"Outflow Rate (cfs) for each Row (based on row elevation)"]
[null,null,null,null,null,null,null,null,null,null,null,null,null,null,null,null,null,null,null,null,null,null,null,null,null,null,null,null,null,null,null,null,null,null,null,null,null,null,null,null,null,null,null,null,null,null,null,null,null,null,null,null,"Total Outlet Area =",{"$f":"IF(BB39=\"\",\"\",BB40*BB39)","v":{"$error":"#REF!"}},"in2","Row","Row","Row","Row","Row","Row","Row","Row","Row","Row","Row","Row","Row","Row","Row","Row","Row","Row","Row","Row","Row","Row","Row","Row","Row","Row","Row","Row","Row","Row"]
[null,null,null,"E) Basin Bottom Length, L",null,null,null,null,null,null,"L =",null,"feet",null,null,null,null,null,null,null,null,null,null,null,null,null,null,null,null,null,null,null,null,null,null,null,null,null,null,null,null,null,null,null,null,null,null,null,null,null,null,null,null,null,null,1,2,3,4,5,6,7,8,9,10,11,12,13,14,15,16,17,18,19,20,21,22,23,24,25,26,27,28,29,30,"Combined","Drain"]
[null,null,null,null,null,null,null,null,null,null,null,null,null,null,null,null,null,null,null,null,null,null,null,null,null,null,null,null,null,null,null,null,null,null,null,null,null,null,null,null,null,null,null,null,null,null,null,null,null,null,null,null,"Water Surface",null,"Incremental","Elevation","Elevation","Elevation","Elevation","Elevation","Elevation","Elevation","Elevation","Elevation","Elevation","Elevation","Elevation","Elevation","Elevation","Elevation","Elevation","Elevation","Elevation","Elevation","Elevation","Elevation","Elevation","Elevation","Elevation","Elevation","Elevation","Elevation","Elevation","Elevation","Elevation","Outflow","Time"]
[null,null,null,"F)  Calculated Permanent Pool Volume (may be slightly larger than required)",null,null,null,null,null,null,"Calc. Vp =",null,"cubic feet",null,null,null,null,null,null,null,null,null,null,null,null,null,null,null,null,null,null,null,null,null,null,null,null,null,null,null,null,null,null,null,null,null,null,null,null,null,null,null,"Elevation (ft)","Area (ft2)","Volume (ft3)",{"$f":"BA45","v":{"$error":"#VALUE!"}},{"$f":"IF($BB$39>=BE42,BD44+($BB$35/12),9999)","v":{"$error":"#REF!"}},{"$error":"#REF!"},{"$error":"#REF!"},{"$error":"#REF!"},{"$error":"#REF!"},{"$error":"#REF!"},{"$error":"#REF!"},{"$error":"#REF!"},{"$error":"#REF!"},{"$error":"#REF!"},{"$error":"#REF!"},{"$error":"#REF!"},{"$error":"#REF!"},{"$error":"#REF!"},{"$error":"#REF!"},{"$error":"#REF!"},{"$error":"#REF!"},{"$error":"#REF!"},{"$error":"#REF!"},{"$error":"#REF!"},{"$error":"#REF!"},{"$error":"#REF!"},{"$error":"#REF!"},{"$error":"#REF!"},{"$error":"#REF!"},{"$error":"#REF!"},{"$error":"#REF!"},{"$error":"#REF!"},{"$error":"#REF!"},"(cfs)","(hrs)"]
[null,null,null,null,null,null,null,null,null,null,null,null,null,null,null,null,null,null,null,null,null,null,null,null,null,null,null,null,null,null,null,null,null,null,null,null,null,null,null,null,null,null,null,null,null,null,null,null,null,null,null,null,{"$f":"BB31","v":{"$error":"#VALUE!"}},{"$f":"IF(BA45=\"\",\"\",(($BG$34+2*$L$36*(BA45-$BA$45))*($BG$35+2*$L$36*(BA45-$BA$45))))","v":{"$error":"#VALUE!"}},{"$f":"IF(BB45=\"\",\"\",0)","v":{"$error":"#VALUE!"}},{"$f":"IF(BD$44>$BB$30,\"\",IF($BA45-BD$44<=0,\"\",(0.6*($BB$40/144)*(2*32.2*($BA45-BD$44))^0.5)))","v":{"$error":"#VALUE!"}},{"$f":"IF(BE$44>$BB$30,\"\",IF($BA45-BE$44<=0,\"\",(0.6*($BB$40/144)*(2*32.2*($BA45-BE$44))^0.5)))","v":{"$error":"#REF!"}},{"$error":"#REF!"},{"$error":"#REF!"},{"$error":"#REF!"},{"$error":"#REF!"},{"$error":"#REF!"},{"$error":"#REF!"},{"$error":"#REF!"},{"$error":"#REF!"},{"$error":"#REF!"},{"$error":"#REF!"},{"$error":"#REF!"},{"$error":"#REF!"},{"$error":"#REF!"},{"$error":"#REF!"},{"$error":"#REF!"},{"$error":"#REF!"},{"$error":"#REF!"},{"$error":"#REF!"},{"$error":"#REF!"},{"$error":"#REF!"},{"$error":"#REF!"},{"$error":"#REF!"},{"$error":"#REF!"},{"$error":"#REF!"},{"$error":"#REF!"},{"$error":"#REF!"},{"$error":"#REF!"},{"$error":"#REF!"},{"$f":"SUM(BD45:CG45)","v":{"$error":"#VALUE!"}},{"$f":"IF(CH45<=0,0,(BC45/CH45)/(60*60))","v":{"$error":"#VALUE!"}}]
[null,null,null,"G)  Calculated WQCV Depth, DWQCV",null,null,null,null,null,null,"DWQCV =",null,"feet",null,null,null,null,null,null,null,null,null,null,null,null,null,null,null,null,null,null,null,null,null,null,null,null,null,null,null,null,null,null,null,null,null,null,null,null,null,null,null,{"$f":"IF(BA45=\"\",\"\",IF(BA45<$BB$30,BA45+(2/12),\"\"))","v":{"$error":"#VALUE!"}},{"$f":"IF(BA46=\"\",\"\",(($BG$34+2*$L$36*(BA46-$BA$45))*($BG$35+2*$L$36*(BA46-$BA$45))))","v":{"$error":"#VALUE!"}},{"$f":"IF(BB46=\"\",\"\",((BB45+BB46)/2)*(2/12))","v":{"$error":"#VALUE!"}},{"$f":"IF($BC46=\"\",\"\",IF(BD$44>$BB$30,\"\",IF($BA46-BD$44<=0,\"\",(0.6*($BB$40/144)*(2*32.2*($BA46-BD$44))^0.5))))","v":{"$error":"#VALUE!"}},{"$f":"IF($BC46=\"\",\"\",IF(BE$44>$BB$30,\"\",IF($BA46-BE$44<=0,\"\",(0.6*($BB$40/144)*(2*32.2*($BA46-BE$44))^0.5))))","v":{"$error":"#VALUE!"}},{"$error":"#VALUE!"},{"$error":"#VALUE!"},{"$error":"#VALUE!"},{"$error":"#VALUE!"},{"$error":"#VALUE!"},{"$error":"#VALUE!"},{"$error":"#VALUE!"},{"$error":"#VALUE!"},{"$error":"#VALUE!"},{"$error":"#VALUE!"},{"$error":"#VALUE!"},{"$error":"#VALUE!"},{"$error":"#VALUE!"},{"$error":"#VALUE!"},{"$error":"#VALUE!"},{"$error":"#VALUE!"},{"$error":"#VALUE!"},{"$error":"#VALUE!"},{"$error":"#VALUE!"},{"$error":"#VALUE!"},{"$error":"#VALUE!"},{"$error":"#VALUE!"},{"$error":"#VALUE!"},{"$error":"#VALUE!"},{"$error":"#VALUE!"},{"$error":"#VALUE!"},{"$error":"#VALUE!"},{"$error":"#VALUE!"},{"$f":"SUM(BD46:CG46)","v":{"$error":"#VALUE!"}},{"$f":"IF(CH46=\"\",\"\",IF(CH46<=0,0,(BC46/CH46)/(60*60)))","v":{"$error":"#VALUE!"}}]
[null,null,null,null,null,null,null,null,null,null,null,null,null,null,null,null,null,null,null,null,null,null,null,null,null,null,null,null,null,null,null,null,null,null,null,null,null,null,null,null,null,null,null,null,null,null,null,null,null,null,null,null,{"$f":"IF(BA46=\"\",\"\",IF(BA46<$BB$30,BA46+(2/12),\"\"))","v":{"$error":"#VALUE!"}},{"$error":"#VALUE!"},{"$f":"IF(BB47=\"\",\"\",((BB46+BB47)/2)*(2/12))","v":{"$error":"#VALUE!"}},{"$error":"#VALUE!"},{"$error":"#VALUE!"},{"$error":"#VALUE!"},{"$error":"#VALUE!"},{"$error":"#VALUE!"},{"$error":"#VALUE!"},{"$error":"#VALUE!"},{"$error":"#VALUE!"},{"$error":"#VALUE!"},{"$error":"#VALUE!"},{"$error":"#VALUE!"},{"$error":"#VALUE!"},{"$error":"#VALUE!"},{"$error":"#VALUE!"},{"$error":"#VALUE!"},{"$error":"#VALUE!"},{"$error":"#VALUE!"},{"$error":"#VALUE!"},{"$error":"#VALUE!"},{"$error":"#VALUE!"},{"$error":"#VALUE!"},{"$error":"#VALUE!"},{"$error":"#VALUE!"},{"$error":"#VALUE!"},{"$error":"#VALUE!"},{"$error":"#VALUE!"},{"$error":"#VALUE!"},{"$error":"#VALUE!"},{"$error":"#VALUE!"},{"$error":"#VALUE!"},{"$error":"#VALUE!"},{"$f":"IF(CH47=\"\",\"\",IF(CH47<=0,0,(BC47/CH47)/(60*60)))","v":{"$error":"#VALUE!"}}]
[null,null,null,"H)  Calculated WQCV ",null,null,null,null,null,null,"Calc. WQCV =",null,"cubic feet",null,null,null,null,null,null,null,null,null,null,null,null,null,null,null,null,null,null,null,null,null,null,null,null,null,null,null,null,null,null,null,null,null,null,null,null,null,null,null,{"$error":"#VALUE!"},{"$error":"#VALUE!"},{"$error":"#VALUE!"},{"$error":"#VALUE!"},{"$error":"#VALUE!"},{"$error":"#VALUE!"},{"$error":"#VALUE!"},{"$error":"#VALUE!"},{"$error":"#VALUE!"},{"$error":"#VALUE!"},{"$error":"#VALUE!"},{"$error":"#VALUE!"},{"$error":"#VALUE!"},{"$error":"#VALUE!"},{"$error":"#VALUE!"},{"$error":"#VALUE!"},{"$error":"#VALUE!"},{"$error":"#VALUE!"},{"$error":"#VALUE!"},{"$error":"#VALUE!"},{"$error":"#VALUE!"},{"$error":"#VALUE!"},{"$error":"#VALUE!"},{"$error":"#VALUE!"},{"$error":"#VALUE!"},{"$error":"#VALUE!"},{"$error":"#VALUE!"},{"$error":"#VALUE!"},{"$error":"#VALUE!"},{"$error":"#VALUE!"},{"$error":"#VALUE!"},{"$error":"#VALUE!"},{"$error":"#VALUE!"},{"$error":"#VALUE!"},{"$error":"#VALUE!"}]
[null,null,null,null,null,null,null,null,null,null,null,null,null,null,null,null,null,null,null,null,null,null,null,null,null,null,null,null,null,null,null,null,null,null,null,null,null,null,null,null,null,null,null,null,null,null,null,null,null,null,null,null,{"$error":"#VALUE!"},{"$error":"#VALUE!"},{"$error":"#VALUE!"},{"$error":"#VALUE!"},{"$error":"#VALUE!"},{"$error":"#VALUE!"},{"$error":"#VALUE!"},{"$error":"#VALUE!"},{"$error":"#VALUE!"},{"$error":"#VALUE!"},{"$error":"#VALUE!"},{"$error":"#VALUE!"},{"$error":"#VALUE!"},{"$error":"#VALUE!"},{"$error":"#VALUE!"},{"$error":"#VALUE!"},{"$error":"#VALUE!"},{"$error":"#VALUE!"},{"$error":"#VALUE!"},{"$error":"#VALUE!"},{"$error":"#VALUE!"},{"$error":"#VALUE!"},{"$error":"#VALUE!"},{"$error":"#VALUE!"},{"$error":"#VALUE!"},{"$error":"#VALUE!"},{"$error":"#VALUE!"},{"$error":"#VALUE!"},{"$error":"#VALUE!"},{"$error":"#VALUE!"},{"$error":"#VALUE!"},{"$error":"#VALUE!"},{"$error":"#VALUE!"},{"$error":"#VALUE!"},{"$error":"#VALUE!"}]
[null,null,null,null,null,null,null,null,null,null,null,null,null,null,null,null,null,null,null,null,null,null,null,null,null,null,null,null,null,null,null,null,null,null,null,null,null,null,null,null,null,null,null,null,null,null,null,null,null,null,null,null,{"$error":"#VALUE!"},{"$error":"#VALUE!"},{"$error":"#VALUE!"},{"$error":"#VALUE!"},{"$error":"#VALUE!"},{"$error":"#VALUE!"},{"$error":"#VALUE!"},{"$error":"#VALUE!"},{"$error":"#VALUE!"},{"$error":"#VALUE!"},{"$error":"#VALUE!"},{"$error":"#VALUE!"},{"$error":"#VALUE!"},{"$error":"#VALUE!"},{"$error":"#VALUE!"},{"$error":"#VALUE!"},{"$error":"#VALUE!"},{"$error":"#VALUE!"},{"$error":"#VALUE!"},{"$error":"#VALUE!"},{"$error":"#VALUE!"},{"$error":"#VALUE!"},{"$error":"#VALUE!"},{"$error":"#VALUE!"},{"$error":"#VALUE!"},{"$error":"#VALUE!"},{"$error":"#VALUE!"},{"$error":"#VALUE!"},{"$error":"#VALUE!"},{"$error":"#VALUE!"},{"$error":"#VALUE!"},{"$error":"#VALUE!"},{"$error":"#VALUE!"},{"$error":"#VALUE!"},{"$error":"#VALUE!"}]
[null,null,"4.","Water Quality Outlet Structure",null,null,null,null,null,null,null,null,null,null,null,null,null,null,null,null,null,null,null,null,null,null,null,null,null,null,null,null,null,null,null,null,null,null,null,null,null,null,null,null,null,null,null,null,null,null,null,null,{"$error":"#VALUE!"},{"$error":"#VALUE!"},{"$error":"#VALUE!"},{"$error":"#VALUE!"},{"$error":"#VALUE!"},{"$error":"#VALUE!"},{"$error":"#VALUE!"},{"$error":"#VALUE!"},{"$error":"#VALUE!"},{"$error":"#VALUE!"},{"$error":"#VALUE!"},{"$error":"#VALUE!"},{"$error":"#VALUE!"},{"$error":"#VALUE!"},{"$error":"#VALUE!"},{"$error":"#VALUE!"},{"$error":"#VALUE!"},{"$error":"#VALUE!"},{"$error":"#VALUE!"},{"$error":"#VALUE!"},{"$error":"#VALUE!"},{"$error":"#VALUE!"},{"$error":"#VALUE!"},{"$error":"#VALUE!"},{"$error":"#VALUE!"},{"$error":"#VALUE!"},{"$error":"#VALUE!"},{"$error":"#VALUE!"},{"$error":"#VALUE!"},{"$error":"#VALUE!"},{"$error":"#VALUE!"},{"$error":"#VALUE!"},{"$error":"#VALUE!"},{"$error":"#VALUE!"},{"$error":"#VALUE!"}]
[null,null,null,null,null,null,null,null,null,null,null,null,null,null,null,null,null,null,null,null,null,null,null,null,null,null,null,null,null,null,null,null,null,null,null,null,null,null,null,null,null,null,null,null,null,null,null,null,null,null,null,null,{"$error":"#VALUE!"},{"$error":"#VALUE!"},{"$error":"#VALUE!"},{"$error":"#VALUE!"},{"$error":"#VALUE!"},{"$error":"#VALUE!"},{"$error":"#VALUE!"},{"$error":"#VALUE!"},{"$error":"#VALUE!"},{"$error":"#VALUE!"},{"$error":"#VALUE!"},{"$error":"#VALUE!"},{"$error":"#VALUE!"},{"$error":"#VALUE!"},{"$error":"#VALUE!"},{"$error":"#VALUE!"},{"$error":"#VALUE!"},{"$error":"#VALUE!"},{"$error":"#VALUE!"},{"$error":"#VALUE!"},{"$error":"#VALUE!"},{"$error":"#VALUE!"},{"$error":"#VALUE!"},{"$error":"#VALUE!"},{"$error":"#VALUE!"},{"$error":"#VALUE!"},{"$error":"#VALUE!"},{"$error":"#VALUE!"},{"$error":"#VALUE!"},{"$error":"#VALUE!"},{"$error":"#VALUE!"},{"$error":"#VALUE!"},{"$error":"#VALUE!"},{"$error":"#VALUE!"},{"$error":"#VALUE!"}]
[null,null,null,"A)  Outlet Type",null,null,null,null,null,null,null,"Perforated Plate",null,null,null,null,null,null,null,null,null,null,null,null,null,null,null,null,null,null,null,null,null,null,null,null,null,null,null,null,null,null,null,null,null,null,null,null,null,null,null,null,{"$error":"#VALUE!"},{"$error":"#VALUE!"},{"$error":"#VALUE!"},{"$error":"#VALUE!"},{"$error":"#VALUE!"},{"$error":"#VALUE!"},{"$error":"#VALUE!"},{"$error":"#VALUE!"},{"$error":"#VALUE!"},{"$error":"#VALUE!"},{"$error":"#VALUE!"},{"$error":"#VALUE!"},{"$error":"#VALUE!"},{"$error":"#VALUE!"},{"$error":"#VALUE!"},{"$error":"#VALUE!"},{"$error":"#VALUE!"},{"$error":"#VALUE!"},{"$error":"#VALUE!"},{"$error":"#VALUE!"},{"$error":"#VALUE!"},{"$error":"#VALUE!"},{"$error":"#VALUE!"},{"$error":"#VALUE!"},{"$error":"#VALUE!"},{"$error":"#VALUE!"},{"$error":"#VALUE!"},{"$error":"#VALUE!"},{"$error":"#VALUE!"},{"$error":"#VALUE!"},{"$error":"#VALUE!"},{"$error":"#VALUE!"},{"$error":"#VALUE!"},{"$error":"#VALUE!"},{"$error":"#VALUE!"}]
[null,null,null,null,null,null,null,null,null,null,null,null,null,null,null,null,null,null,null,null,null,null,null,null,null,null,null,null,null,null,null,null,null,null,null,null,null,null,null,null,null,null,null,null,null,null,null,null,null,null,null,null,{"$error":"#VALUE!"},{"$error":"#VALUE!"},{"$error":"#VALUE!"},{"$error":"#VALUE!"},{"$error":"#VALUE!"},{"$error":"#VALUE!"},{"$error":"#VALUE!"},{"$error":"#VALUE!"},{"$error":"#VALUE!"},{"$error":"#VALUE!"},{"$error":"#VALUE!"},{"$error":"#VALUE!"},{"$error":"#VALUE!"},{"$error":"#VALUE!"},{"$error":"#VALUE!"},{"$error":"#VALUE!"},{"$error":"#VALUE!"},{"$error":"#VALUE!"},{"$error":"#VALUE!"},{"$error":"#VALUE!"},{"$error":"#VALUE!"},{"$error":"#VALUE!"},{"$error":"#VALUE!"},{"$error":"#VALUE!"},{"$error":"#VALUE!"},{"$error":"#VALUE!"},{"$error":"#VALUE!"},{"$f":"IF($BC54=\"\",\"\",IF(CB$44>$BB$30,\"\",IF($BA54-CB$44<=0,\"\",(0.6*($BB$40/144)*(2*32.2*($BA54-CB$44))^0.5))))","v":{"$error":"#VALUE!"}},{"$error":"#VALUE!"},{"$error":"#VALUE!"},{"$error":"#VALUE!"},{"$error":"#VALUE!"},{"$error":"#VALUE!"},{"$error":"#VALUE!"},{"$error":"#VALUE!"}]
[null,null,null,"B) For a Perforated Plate Select:",null,null,null,null,null,null,null,null,null,null,null,null,null,null,null,null,null,null,null,null,null,null,null,null,null,null,null,null,null,null,null,null,null,null,null,null,null,null,null,null,null,null,null,null,null,null,null,null,{"$f":"IF(#REF!=\"\",\"\",IF(#REF!<$BB$30,#REF!+(2/12),\"\"))","v":{"$error":"#REF!"}},{"$error":"#REF!"},{"$f":"IF(BB55=\"\",\"\",((#REF!+BB55)/2)*(2/12))","v":{"$error":"#REF!"}},{"$error":"#REF!"},{"$f":"IF($BC55=\"\",\"\",IF(BE$44>$BB$30,\"\",IF($BA55-BE$44<=0,\"\",(0.6*($BB$40/144)*(2*32.2*($BA55-BE$44))^0.5))))","v":{"$error":"#REF!"}},{"$error":"#REF!"},{"$error":"#REF!"},{"$error":"#REF!"},{"$error":"#REF!"},{"$error":"#REF!"},{"$error":"#REF!"},{"$error":"#REF!"},{"$error":"#REF!"},{"$error":"#REF!"},{"$f":"IF($BC55=\"\",\"\",IF(BO$44>$BB$30,\"\",IF($BA55-BO$44<=0,\"\",(0.6*($BB$40/144)*(2*32.2*($BA55-BO$44))^0.5))))","v":{"$error":"#REF!"}},{"$error":"#REF!"},{"$error":"#REF!"},{"$error":"#REF!"},{"$error":"#REF!"},{"$error":"#REF!"},{"$error":"#REF!"},{"$error":"#REF!"},{"$error":"#REF!"},{"$error":"#REF!"},{"$error":"#REF!"},{"$error":"#REF!"},{"$error":"#REF!"},{"$f":"IF($BC55=\"\",\"\",IF(CB$44>$BB$30,\"\",IF($BA55-CB$44<=0,\"\",(0.6*($BB$40/144)*(2*32.2*($BA55-CB$44))^0.5))))","v":{"$error":"#REF!"}},{"$error":"#REF!"},{"$error":"#REF!"},{"$error":"#REF!"},{"$error":"#REF!"},{"$error":"#REF!"},{"$error":"#REF!"},{"$error":"#REF!"}]
[null,null,null,"     i)    Perforation Diameter, dperforation      (Min = 0.5\", Max = 4.0\")",null,null,null,null,null,null,"dperforation =",null,"inches",null,null,null,null,null,null,null,null,null,null,null,null,null,null,null,null,null,null,null,null,null,null,null,null,null,null,null,null,null,null,null,null,null,null,null,null,null,null,null,{"$error":"#REF!"},{"$error":"#REF!"},{"$error":"#REF!"},{"$error":"#REF!"},{"$error":"#REF!"},{"$error":"#REF!"},{"$error":"#REF!"},{"$error":"#REF!"},{"$error":"#REF!"},{"$error":"#REF!"},{"$error":"#REF!"},{"$error":"#REF!"},{"$error":"#REF!"},{"$error":"#REF!"},{"$error":"#REF!"},{"$error":"#REF!"},{"$error":"#REF!"},{"$error":"#REF!"},{"$error":"#REF!"},{"$error":"#REF!"},{"$error":"#REF!"},{"$error":"#REF!"},{"$error":"#REF!"},{"$error":"#REF!"},{"$error":"#REF!"},{"$error":"#REF!"},{"$error":"#REF!"},{"$error":"#REF!"},{"$error":"#REF!"},{"$error":"#REF!"},{"$error":"#REF!"},{"$error":"#REF!"},{"$error":"#REF!"},{"$error":"#REF!"},{"$error":"#REF!"}]
[null,null,null,"     ii)   Number of Holes per Row, nholes per row   (Min = 1, Max = 8)",null,null,null,null,null,null,"nholes per row =",null,null,null,null,null,null,null,null,null,null,null,null,null,null,null,null,null,null,null,null,null,null,null,null,null,null,null,null,null,null,null,null,null,null,null,null,null,null,null,null,null,{"$error":"#REF!"},{"$error":"#REF!"},{"$error":"#REF!"},{"$error":"#REF!"},{"$error":"#REF!"},{"$error":"#REF!"},{"$error":"#REF!"},{"$error":"#REF!"},{"$error":"#REF!"},{"$error":"#REF!"},{"$error":"#REF!"},{"$error":"#REF!"},{"$error":"#REF!"},{"$error":"#REF!"},{"$error":"#REF!"},{"$error":"#REF!"},{"$error":"#REF!"},{"$error":"#REF!"},{"$error":"#REF!"},{"$error":"#REF!"},{"$error":"#REF!"},{"$error":"#REF!"},{"$error":"#REF!"},{"$error":"#REF!"},{"$error":"#REF!"},{"$error":"#REF!"},{"$error":"#REF!"},{"$error":"#REF!"},{"$error":"#REF!"},{"$error":"#REF!"},{"$error":"#REF!"},{"$error":"#REF!"},{"$error":"#REF!"},{"$error":"#REF!"},{"$error":"#REF!"}]
[null,null,null,"    iii)   Row Spacing, Rs             (Min varies based on dperforation  ,Max = 12\")",null,null,null,null,null,null,"Rs =",null,"inches",null,null,null,null,null,null,null,null,null,null,null,null,null,null,null,null,null,null,null,null,null,null,null,null,null,null,null,null,null,null,null,null,null,null,null,null,null,null,null,{"$error":"#REF!"},{"$error":"#REF!"},{"$error":"#REF!"},{"$error":"#REF!"},{"$error":"#REF!"},{"$error":"#REF!"},{"$error":"#REF!"},{"$error":"#REF!"},{"$error":"#REF!"},{"$error":"#REF!"},{"$error":"#REF!"},{"$error":"#REF!"},{"$error":"#REF!"},{"$error":"#REF!"},{"$error":"#REF!"},{"$error":"#REF!"},{"$error":"#REF!"},{"$error":"#REF!"},{"$error":"#REF!"},{"$error":"#REF!"},{"$error":"#REF!"},{"$error":"#REF!"},{"$error":"#REF!"},{"$error":"#REF!"},{"$error":"#REF!"},{"$error":"#REF!"},{"$error":"#REF!"},{"$error":"#REF!"},{"$error":"#REF!"},{"$error":"#REF!"},{"$error":"#REF!"},{"$error":"#REF!"},{"$error":"#REF!"},{"$error":"#REF!"},{"$error":"#REF!"}]
[null,null,null,null,null,null,null,null,null,null,null,null,null,null,null,null,null,null,null,null,null,null,null,null,null,null,null,null,null,null,null,null,null,null,null,null,null,null,null,null,null,null,null,null,null,null,null,null,null,null,null,null,{"$error":"#REF!"},{"$error":"#REF!"},{"$error":"#REF!"},{"$error":"#REF!"},{"$error":"#REF!"},{"$error":"#REF!"},{"$error":"#REF!"},{"$error":"#REF!"},{"$error":"#REF!"},{"$error":"#REF!"},{"$error":"#REF!"},{"$error":"#REF!"},{"$error":"#REF!"},{"$error":"#REF!"},{"$error":"#REF!"},{"$error":"#REF!"},{"$error":"#REF!"},{"$error":"#REF!"},{"$error":"#REF!"},{"$error":"#REF!"},{"$error":"#REF!"},{"$error":"#REF!"},{"$error":"#REF!"},{"$error":"#REF!"},{"$error":"#REF!"},{"$error":"#REF!"},{"$error":"#REF!"},{"$f":"IF($BC59=\"\",\"\",IF(CB$44>$BB$30,\"\",IF($BA59-CB$44<=0,\"\",(0.6*($BB$40/144)*(2*32.2*($BA59-CB$44))^0.5))))","v":{"$error":"#REF!"}},{"$error":"#REF!"},{"$error":"#REF!"},{"$error":"#REF!"},{"$error":"#REF!"},{"$error":"#REF!"},{"$error":"#REF!"},{"$error":"#REF!"}]
[null,null,null,"C) Results for Perforated Plate",null,null,null,null,null,null,null,null,null,null,null,null,null,null,null,null,null,null,null,null,null,null,null,null,null,null,null,null,null,null,null,null,null,null,null,null,null,null,null,null,null,null,null,null,null,null,null,null,{"$error":"#REF!"},{"$error":"#REF!"},{"$error":"#REF!"},{"$error":"#REF!"},{"$f":"IF($BC60=\"\",\"\",IF(BE$44>$BB$30,\"\",IF($BA60-BE$44<=0,\"\",(0.6*($BB$40/144)*(2*32.2*($BA60-BE$44))^0.5))))","v":{"$error":"#REF!"}},{"$error":"#REF!"},{"$error":"#REF!"},{"$error":"#REF!"},{"$error":"#REF!"},{"$error":"#REF!"},{"$error":"#REF!"},{"$error":"#REF!"},{"$error":"#REF!"},{"$error":"#REF!"},{"$f":"IF($BC60=\"\",\"\",IF(BO$44>$BB$30,\"\",IF($BA60-BO$44<=0,\"\",(0.6*($BB$40/144)*(2*32.2*($BA60-BO$44))^0.5))))","v":{"$error":"#REF!"}},{"$error":"#REF!"},{"$error":"#REF!"},{"$error":"#REF!"},{"$error":"#REF!"},{"$error":"#REF!"},{"$error":"#REF!"},{"$error":"#REF!"},{"$error":"#REF!"},{"$error":"#REF!"},{"$error":"#REF!"},{"$error":"#REF!"},{"$error":"#REF!"},{"$error":"#REF!"},{"$error":"#REF!"},{"$error":"#REF!"},{"$error":"#REF!"},{"$error":"#REF!"},{"$error":"#REF!"},{"$error":"#REF!"},{"$error":"#REF!"}]
[null,null,null,"      i)   Number of Rows, nrows",null,null,null,null,null,null,"nrows =",null,null,null,null,null,null,null,null,null,null,null,null,null,null,null,null,null,null,null,null,null,null,null,null,null,null,null,null,null,null,null,null,null,null,null,null,null,null,null,null,null,{"$error":"#REF!"},{"$error":"#REF!"},{"$error":"#REF!"},{"$error":"#REF!"},{"$error":"#REF!"},{"$error":"#REF!"},{"$error":"#REF!"},{"$error":"#REF!"},{"$error":"#REF!"},{"$error":"#REF!"},{"$error":"#REF!"},{"$error":"#REF!"},{"$error":"#REF!"},{"$error":"#REF!"},{"$error":"#REF!"},{"$error":"#REF!"},{"$error":"#REF!"},{"$error":"#REF!"},{"$error":"#REF!"},{"$error":"#REF!"},{"$error":"#REF!"},{"$error":"#REF!"},{"$error":"#REF!"},{"$error":"#REF!"},{"$error":"#REF!"},{"$error":"#REF!"},{"$error":"#REF!"},{"$error":"#REF!"},{"$error":"#REF!"},{"$error":"#REF!"},{"$error":"#REF!"},{"$error":"#REF!"},{"$error":"#REF!"},{"$error":"#REF!"},{"$error":"#REF!"}]
[null,null,null,"     ii)  Outlet Area Per Row, Ao",null,null,null,null,null,null,"Ao =",null,"square inches",null,null,null,null,null,null,null,null,null,null,null,null,null,null,null,null,null,null,null,null,null,null,null,null,null,null,null,null,null,null,null,null,null,null,null,null,null,null,null,{"$error":"#REF!"},{"$error":"#REF!"},{"$error":"#REF!"},{"$error":"#REF!"},{"$error":"#REF!"},{"$error":"#REF!"},{"$error":"#REF!"},{"$error":"#REF!"},{"$error":"#REF!"},{"$error":"#REF!"},{"$error":"#REF!"},{"$error":"#REF!"},{"$error":"#REF!"},{"$error":"#REF!"},{"$error":"#REF!"},{"$error":"#REF!"},{"$error":"#REF!"},{"$error":"#REF!"},{"$error":"#REF!"},{"$error":"#REF!"},{"$error":"#REF!"},{"$error":"#REF!"},{"$error":"#REF!"},{"$error":"#REF!"},{"$error":"#REF!"},{"$error":"#REF!"},{"$error":"#REF!"},{"$error":"#REF!"},{"$error":"#REF!"},{"$error":"#REF!"},{"$error":"#REF!"},{"$error":"#REF!"},{"$error":"#REF!"},{"$error":"#REF!"},{"$error":"#REF!"}]
[null,null,null,"    iii)  Total Outlet Area, Aot",null,null,null,null,null,null,"Aot =",null,"square inches",null,null,null,null,null,null,null,null,null,null,null,null,null,null,null,null,null,null,null,null,null,null,null,null,null,null,null,null,null,null,null,null,null,null,null,null,null,null,null,{"$error":"#REF!"},{"$error":"#REF!"},{"$error":"#REF!"},{"$error":"#REF!"},{"$error":"#REF!"},{"$error":"#REF!"},{"$error":"#REF!"},{"$error":"#REF!"},{"$error":"#REF!"},{"$error":"#REF!"},{"$error":"#REF!"},{"$error":"#REF!"},{"$error":"#REF!"},{"$error":"#REF!"},{"$error":"#REF!"},{"$error":"#REF!"},{"$error":"#REF!"},{"$error":"#REF!"},{"$error":"#REF!"},{"$error":"#REF!"},{"$error":"#REF!"},{"$error":"#REF!"},{"$error":"#REF!"},{"$error":"#REF!"},{"$error":"#REF!"},{"$error":"#REF!"},{"$error":"#REF!"},{"$error":"#REF!"},{"$error":"#REF!"},{"$error":"#REF!"},{"$error":"#REF!"},{"$error":"#REF!"},{"$error":"#REF!"},{"$error":"#REF!"},{"$error":"#REF!"}]
[null,null,null,"    iv)  Drain Time for WQCV  (should fall between 12 and 15 hours)",null,null,null,null,null,null,"Drain Time =",null,"hours",null,null,null,null,null,null,null,null,null,null,null,null,null,null,null,null,null,null,null,null,null,null,null,null,null,null,null,null,null,null,null,null,null,null,null,null,null,null,null,{"$error":"#REF!"},{"$error":"#REF!"},{"$error":"#REF!"},{"$error":"#REF!"},{"$error":"#REF!"},{"$error":"#REF!"},{"$error":"#REF!"},{"$error":"#REF!"},{"$error":"#REF!"},{"$error":"#REF!"},{"$error":"#REF!"},{"$error":"#REF!"},{"$error":"#REF!"},{"$error":"#REF!"},{"$error":"#REF!"},{"$error":"#REF!"},{"$error":"#REF!"},{"$error":"#REF!"},{"$error":"#REF!"},{"$error":"#REF!"},{"$error":"#REF!"},{"$error":"#REF!"},{"$error":"#REF!"},{"$error":"#REF!"},{"$error":"#REF!"},{"$error":"#REF!"},{"$error":"#REF!"},{"$error":"#REF!"},{"$error":"#REF!"},{"$error":"#REF!"},{"$error":"#REF!"},{"$error":"#REF!"},{"$error":"#REF!"},{"$error":"#REF!"},{"$error":"#REF!"}]
[null,null,null,null,null,null,null,null,null,null,null,null,null,null,null,null,null,null,null,null,null,null,null,null,null,null,null,null,null,null,null,null,null,null,null,null,null,null,null,null,null,null,null,null,null,null,null,null,null,null,null,null,{"$error":"#REF!"},{"$error":"#REF!"},{"$error":"#REF!"},{"$error":"#REF!"},{"$error":"#REF!"},{"$error":"#REF!"},{"$error":"#REF!"},{"$error":"#REF!"},{"$error":"#REF!"},{"$error":"#REF!"},{"$error":"#REF!"},{"$error":"#REF!"},{"$error":"#REF!"},{"$error":"#REF!"},{"$error":"#REF!"},{"$error":"#REF!"},{"$error":"#REF!"},{"$error":"#REF!"},{"$error":"#REF!"},{"$error":"#REF!"},{"$error":"#REF!"},{"$error":"#REF!"},{"$error":"#REF!"},{"$error":"#REF!"},{"$error":"#REF!"},{"$error":"#REF!"},{"$error":"#REF!"},{"$error":"#REF!"},{"$error":"#REF!"},{"$error":"#REF!"},{"$error":"#REF!"},{"$error":"#REF!"},{"$error":"#REF!"},{"$error":"#REF!"},{"$error":"#REF!"}]
[null,null,null,null,null,null,null,null,null,null,null,null,null,null,null,null,null,null,null,null,null,null,null,null,null,null,null,null,null,null,null,null,null,null,null,null,null,null,null,null,null,null,null,null,null,null,null,null,null,null,null,null,{"$error":"#REF!"},{"$error":"#REF!"},{"$error":"#REF!"},{"$error":"#REF!"},{"$error":"#REF!"},{"$error":"#REF!"},{"$error":"#REF!"},{"$error":"#REF!"},{"$error":"#REF!"},{"$error":"#REF!"},{"$error":"#REF!"},{"$error":"#REF!"},{"$error":"#REF!"},{"$error":"#REF!"},{"$error":"#REF!"},{"$error":"#REF!"},{"$error":"#REF!"},{"$error":"#REF!"},{"$error":"#REF!"},{"$error":"#REF!"},{"$error":"#REF!"},{"$error":"#REF!"},{"$error":"#REF!"},{"$error":"#REF!"},{"$error":"#REF!"},{"$error":"#REF!"},{"$error":"#REF!"},{"$error":"#REF!"},{"$error":"#REF!"},{"$error":"#REF!"},{"$error":"#REF!"},{"$error":"#REF!"},{"$error":"#REF!"},{"$error":"#REF!"},{"$error":"#REF!"}]
[null,null,null,null,null,null,null,null,null,null,null,null,null,null,null,null,null,null,null,null,null,null,null,null,null,null,null,null,null,null,null,null,null,null,null,null,null,null,null,null,null,null,null,null,null,null,null,null,null,null,null,null,{"$error":"#REF!"},{"$error":"#REF!"},{"$error":"#REF!"},{"$error":"#REF!"},{"$error":"#REF!"},{"$error":"#REF!"},{"$error":"#REF!"},{"$error":"#REF!"},{"$error":"#REF!"},{"$error":"#REF!"},{"$error":"#REF!"},{"$error":"#REF!"},{"$error":"#REF!"},{"$error":"#REF!"},{"$error":"#REF!"},{"$error":"#REF!"},{"$error":"#REF!"},{"$error":"#REF!"},{"$error":"#REF!"},{"$error":"#REF!"},{"$error":"#REF!"},{"$error":"#REF!"},{"$error":"#REF!"},{"$error":"#REF!"},{"$error":"#REF!"},{"$error":"#REF!"},{"$error":"#REF!"},{"$error":"#REF!"},{"$error":"#REF!"},{"$error":"#REF!"},{"$error":"#REF!"},{"$error":"#REF!"},{"$error":"#REF!"},{"$error":"#REF!"},{"$error":"#REF!"}]
[null,"Design Procedure Form:  Extended Wet Detention Basin (EWDB)",null,null,null,null,null,null,null,null,null,null,null,null,null,null,null,null,null,null,null,null,null,null,null,null,null,null,null,null,null,null,null,null,null,null,null,null,null,null,null,null,null,null,null,null,null,null,null,null,null,null,{"$error":"#REF!"},{"$error":"#REF!"},{"$error":"#REF!"},{"$error":"#REF!"},{"$error":"#REF!"},{"$error":"#REF!"},{"$error":"#REF!"},{"$error":"#REF!"},{"$error":"#REF!"},{"$error":"#REF!"},{"$error":"#REF!"},{"$error":"#REF!"},{"$error":"#REF!"},{"$error":"#REF!"},{"$error":"#REF!"},{"$error":"#REF!"},{"$error":"#REF!"},{"$error":"#REF!"},{"$error":"#REF!"},{"$error":"#REF!"},{"$error":"#REF!"},{"$error":"#REF!"},{"$error":"#REF!"},{"$error":"#REF!"},{"$error":"#REF!"},{"$error":"#REF!"},{"$error":"#REF!"},{"$error":"#REF!"},{"$error":"#REF!"},{"$error":"#REF!"},{"$error":"#REF!"},{"$error":"#REF!"},{"$error":"#REF!"},{"$error":"#REF!"},{"$error":"#REF!"}]
[null,null,null,null,null,null,null,null,null,null,null,null,null,"(Sheet 2 of 2)",null,null,null,null,null,null,null,null,null,null,null,null,null,null,null,null,null,null,null,null,null,null,null,null,null,null,null,null,null,null,null,null,null,null,null,null,null,null,{"$error":"#REF!"},{"$error":"#REF!"},{"$error":"#REF!"},{"$error":"#REF!"},{"$error":"#REF!"},{"$error":"#REF!"},{"$error":"#REF!"},{"$error":"#REF!"},{"$error":"#REF!"},{"$error":"#REF!"},{"$error":"#REF!"},{"$error":"#REF!"},{"$error":"#REF!"},{"$error":"#REF!"},{"$error":"#REF!"},{"$error":"#REF!"},{"$error":"#REF!"},{"$error":"#REF!"},{"$error":"#REF!"},{"$error":"#REF!"},{"$error":"#REF!"},{"$error":"#REF!"},{"$error":"#REF!"},{"$error":"#REF!"},{"$error":"#REF!"},{"$error":"#REF!"},{"$error":"#REF!"},{"$error":"#REF!"},{"$error":"#REF!"},{"$error":"#REF!"},{"$error":"#REF!"},{"$error":"#REF!"},{"$error":"#REF!"},{"$error":"#REF!"},{"$error":"#REF!"}]
[null,null,"Designer:",null,{"$f":"IF(E4=\"\",\"\",E4)","v":""},null,null,null,null,null,null,null,null,null,null,null,null,null,null,null,null,null,null,null,null,null,null,null,null,null,null,null,null,null,null,null,null,null,null,null,null,null,null,null,null,null,null,null,null,null,null,null,{"$error":"#REF!"},{"$error":"#REF!"},{"$error":"#REF!"},{"$error":"#REF!"},{"$error":"#REF!"},{"$error":"#REF!"},{"$error":"#REF!"},{"$error":"#REF!"},{"$error":"#REF!"},{"$error":"#REF!"},{"$error":"#REF!"},{"$error":"#REF!"},{"$error":"#REF!"},{"$error":"#REF!"},{"$error":"#REF!"},{"$error":"#REF!"},{"$error":"#REF!"},{"$error":"#REF!"},{"$error":"#REF!"},{"$error":"#REF!"},{"$error":"#REF!"},{"$error":"#REF!"},{"$error":"#REF!"},{"$error":"#REF!"},{"$error":"#REF!"},{"$error":"#REF!"},{"$error":"#REF!"},{"$error":"#REF!"},{"$error":"#REF!"},{"$error":"#REF!"},{"$error":"#REF!"},{"$error":"#REF!"},{"$error":"#REF!"},{"$error":"#REF!"},{"$error":"#REF!"}]
[null,null,"Company:",null,{"$f":"IF(E5=\"\",\"\",E5)","v":""},null,null,null,null,null,null,null,null,null,null,null,null,null,null,null,null,null,null,null,null,null,null,null,null,null,null,null,null,null,null,null,null,null,null,null,null,null,null,null,null,null,null,null,null,null,null,null,{"$error":"#REF!"},{"$error":"#REF!"},{"$error":"#REF!"},{"$error":"#REF!"},{"$f":"IF($BC71=\"\",\"\",IF(BE$44>$BB$30,\"\",IF($BA71-BE$44<=0,\"\",(0.6*($BB$40/144)*(2*32.2*($BA71-BE$44))^0.5))))","v":{"$error":"#REF!"}},{"$error":"#REF!"},{"$error":"#REF!"},{"$error":"#REF!"},{"$error":"#REF!"},{"$error":"#REF!"},{"$error":"#REF!"},{"$error":"#REF!"},{"$error":"#REF!"},{"$error":"#REF!"},{"$error":"#REF!"},{"$error":"#REF!"},{"$error":"#REF!"},{"$error":"#REF!"},{"$f":"IF($BC71=\"\",\"\",IF(BS$44>$BB$30,\"\",IF($BA71-BS$44<=0,\"\",(0.6*($BB$40/144)*(2*32.2*($BA71-BS$44))^0.5))))","v":{"$error":"#REF!"}},{"$error":"#REF!"},{"$error":"#REF!"},{"$error":"#REF!"},{"$error":"#REF!"},{"$error":"#REF!"},{"$error":"#REF!"},{"$error":"#REF!"},{"$error":"#REF!"},{"$error":"#REF!"},{"$error":"#REF!"},{"$error":"#REF!"},{"$error":"#REF!"},{"$error":"#REF!"},{"$error":"#REF!"},{"$error":"#REF!"},{"$error":"#REF!"}]
[null,null,"Date:",null,{"$f":"IF(E6=\"\",\"\",E6)","v":""},null,null,null,null,null,null,null,null,null,null,null,null,null,null,null,null,null,null,null,null,null,null,null,null,null,null,null,null,null,null,null,null,null,null,null,null,null,null,null,null,null,null,null,null,null,null,null,{"$error":"#REF!"},{"$error":"#REF!"},{"$error":"#REF!"},{"$f":"IF($BC72=\"\",\"\",IF(BD$44>$BB$30,\"\",IF($BA72-BD$44<=0,\"\",(0.6*($BB$40/144)*(2*32.2*($BA72-BD$44))^0.5))))","v":{"$error":"#REF!"}},{"$error":"#REF!"},{"$error":"#REF!"},{"$error":"#REF!"},{"$error":"#REF!"},{"$error":"#REF!"},{"$error":"#REF!"},{"$error":"#REF!"},{"$error":"#REF!"},{"$error":"#REF!"},{"$error":"#REF!"},{"$error":"#REF!"},{"$error":"#REF!"},{"$error":"#REF!"},{"$error":"#REF!"},{"$error":"#REF!"},{"$error":"#REF!"},{"$error":"#REF!"},{"$error":"#REF!"},{"$error":"#REF!"},{"$error":"#REF!"},{"$error":"#REF!"},{"$error":"#REF!"},{"$error":"#REF!"},{"$error":"#REF!"},{"$error":"#REF!"},{"$error":"#REF!"},{"$error":"#REF!"},{"$error":"#REF!"},{"$error":"#REF!"},{"$error":"#REF!"},{"$error":"#REF!"}]
[null,null,"Project:",null,{"$f":"IF(E7=\"\",\"\",E7)","v":""},null,null,null,null,null,null,null,null,null,null,null,null,null,null,null,null,null,null,null,null,null,null,null,null,null,null,null,null,null,null,null,null,null,null,null,null,null,null,null,null,null,null,null,null,null,null,null,{"$error":"#REF!"},{"$error":"#REF!"},{"$error":"#REF!"},{"$error":"#REF!"},{"$error":"#REF!"},{"$error":"#REF!"},{"$error":"#REF!"},{"$error":"#REF!"},{"$error":"#REF!"},{"$error":"#REF!"},{"$error":"#REF!"},{"$error":"#REF!"},{"$error":"#REF!"},{"$error":"#REF!"},{"$error":"#REF!"},{"$error":"#REF!"},{"$error":"#REF!"},{"$error":"#REF!"},{"$error":"#REF!"},{"$error":"#REF!"},{"$error":"#REF!"},{"$error":"#REF!"},{"$error":"#REF!"},{"$error":"#REF!"},{"$error":"#REF!"},{"$error":"#REF!"},{"$error":"#REF!"},{"$error":"#REF!"},{"$error":"#REF!"},{"$error":"#REF!"},{"$error":"#REF!"},{"$error":"#REF!"},{"$error":"#REF!"},{"$error":"#REF!"},{"$error":"#REF!"}]
[null,null,"Location:",null,{"$f":"IF(E8=\"\",\"\",E8)","v":""},null,null,null,null,null,null,null,null,null,null,null,null,null,null,null,null,null,null,null,null,null,null,null,null,null,null,null,null,null,null,null,null,null,null,null,null,null,null,null,null,null,null,null,null,null,null,null,{"$error":"#REF!"},{"$error":"#REF!"},{"$error":"#REF!"},{"$error":"#REF!"},{"$error":"#REF!"},{"$error":"#REF!"},{"$error":"#REF!"},{"$error":"#REF!"},{"$error":"#REF!"},{"$error":"#REF!"},{"$error":"#REF!"},{"$error":"#REF!"},{"$error":"#REF!"},{"$error":"#REF!"},{"$error":"#REF!"},{"$error":"#REF!"},{"$error":"#REF!"},{"$error":"#REF!"},{"$error":"#REF!"},{"$error":"#REF!"},{"$error":"#REF!"},{"$error":"#REF!"},{"$error":"#REF!"},{"$error":"#REF!"},{"$error":"#REF!"},{"$error":"#REF!"},{"$error":"#REF!"},{"$error":"#REF!"},{"$error":"#REF!"},{"$error":"#REF!"},{"$error":"#REF!"},{"$error":"#REF!"},{"$error":"#REF!"},{"$error":"#REF!"},{"$error":"#REF!"}]
[null,null,null,null,null,null,null,null,null,null,null,null,null,null,null,null,null,null,null,null,null,null,null,null,null,null,null,null,null,null,null,null,null,null,null,null,null,null,null,null,null,null,null,null,null,null,null,null,null,null,null,null,{"$error":"#REF!"},{"$error":"#REF!"},{"$error":"#REF!"},{"$error":"#REF!"},{"$error":"#REF!"},{"$error":"#REF!"},{"$error":"#REF!"},{"$error":"#REF!"},{"$error":"#REF!"},{"$error":"#REF!"},{"$error":"#REF!"},{"$error":"#REF!"},{"$error":"#REF!"},{"$error":"#REF!"},{"$error":"#REF!"},{"$error":"#REF!"},{"$error":"#REF!"},{"$error":"#REF!"},{"$error":"#REF!"},{"$error":"#REF!"},{"$error":"#REF!"},{"$error":"#REF!"},{"$error":"#REF!"},{"$error":"#REF!"},{"$error":"#REF!"},{"$error":"#REF!"},{"$error":"#REF!"},{"$error":"#REF!"},{"$error":"#REF!"},{"$error":"#REF!"},{"$error":"#REF!"},{"$error":"#REF!"},{"$error":"#REF!"},{"$error":"#REF!"},{"$error":"#REF!"}]
[null,null,null,null,null,null,null,null,null,null,null,null,null,null,null,null,null,null,null,null,null,null,null,null,null,null,null,null,null,null,null,null,null,null,null,null,null,null,null,null,null,null,null,null,null,null,null,null,null,null,null,null,{"$f":"IF(#REF!=\"\",\"\",IF(#REF!<$BB$30,#REF!+(2/12),\"\"))","v":{"$error":"#REF!"}},{"$error":"#REF!"},{"$f":"IF(BB76=\"\",\"\",((#REF!+BB76)/2)*(2/12))","v":{"$error":"#REF!"}},{"$error":"#REF!"},{"$error":"#REF!"},{"$error":"#REF!"},{"$error":"#REF!"},{"$error":"#REF!"},{"$error":"#REF!"},{"$error":"#REF!"},{"$error":"#REF!"},{"$error":"#REF!"},{"$error":"#REF!"},{"$error":"#REF!"},{"$error":"#REF!"},{"$error":"#REF!"},{"$error":"#REF!"},{"$error":"#REF!"},{"$error":"#REF!"},{"$error":"#REF!"},{"$error":"#REF!"},{"$error":"#REF!"},{"$error":"#REF!"},{"$error":"#REF!"},{"$error":"#REF!"},{"$error":"#REF!"},{"$error":"#REF!"},{"$error":"#REF!"},{"$error":"#REF!"},{"$error":"#REF!"},{"$error":"#REF!"},{"$error":"#REF!"},{"$error":"#REF!"},{"$error":"#REF!"},{"$error":"#REF!"}]
[null,null,5,"Trash Rack for Perforated Plate",null,null,null,null,null,null,null,null,null,null,null,null,null,null,null,null,null,null,null,null,null,null,null,null,null,null,null,null,null,null,null,null,null,null,null,null,null,null,null,null,null,null,null,null,null,null,null,null,{"$error":"#REF!"},{"$error":"#REF!"},{"$error":"#REF!"},{"$error":"#REF!"},{"$error":"#REF!"},{"$error":"#REF!"},{"$error":"#REF!"},{"$error":"#REF!"},{"$error":"#REF!"},{"$error":"#REF!"},{"$error":"#REF!"},{"$error":"#REF!"},{"$error":"#REF!"},{"$error":"#REF!"},{"$error":"#REF!"},{"$error":"#REF!"},{"$error":"#REF!"},{"$error":"#REF!"},{"$error":"#REF!"},{"$error":"#REF!"},{"$error":"#REF!"},{"$error":"#REF!"},{"$error":"#REF!"},{"$error":"#REF!"},{"$error":"#REF!"},{"$error":"#REF!"},{"$error":"#REF!"},{"$error":"#REF!"},{"$error":"#REF!"},{"$error":"#REF!"},{"$error":"#REF!"},{"$error":"#REF!"},{"$error":"#REF!"},{"$error":"#REF!"},{"$error":"#REF!"}]
[null,null,null,null,null,null,null,null,null,null,null,null,null,null,null,null,null,null,null,null,null,null,null,null,null,null,null,null,null,null,null,null,null,null,null,null,null,null,null,null,null,null,null,null,null,null,null,null,null,null,null,null,{"$error":"#REF!"},{"$error":"#REF!"},{"$error":"#REF!"},{"$error":"#REF!"},{"$error":"#REF!"},{"$error":"#REF!"},{"$error":"#REF!"},{"$error":"#REF!"},{"$error":"#REF!"},{"$error":"#REF!"},{"$error":"#REF!"},{"$error":"#REF!"},{"$error":"#REF!"},{"$error":"#REF!"},{"$error":"#REF!"},{"$error":"#REF!"},{"$error":"#REF!"},{"$error":"#REF!"},{"$error":"#REF!"},{"$error":"#REF!"},{"$error":"#REF!"},{"$error":"#REF!"},{"$error":"#REF!"},{"$error":"#REF!"},{"$error":"#REF!"},{"$error":"#REF!"},{"$error":"#REF!"},{"$error":"#REF!"},{"$error":"#REF!"},{"$error":"#REF!"},{"$error":"#REF!"},{"$error":"#REF!"},{"$error":"#REF!"},{"$error":"#REF!"},{"$error":"#REF!"}]
[null,null,null,"A)  Needed Open Area: At = 0.5 * (Figure WQ-4 Value) * Aot ",null,null,null,null,null,null,"At =",null,"square inches",null,null,null,null,null,null,null,null,null,null,null,null,null,null,null,null,null,null,null,null,null,null,null,null,null,null,null,null,null,null,null,null,null,null,null,null,null,null,null,{"$error":"#REF!"},{"$error":"#REF!"},{"$error":"#REF!"},{"$error":"#REF!"},{"$error":"#REF!"},{"$error":"#REF!"},{"$error":"#REF!"},{"$error":"#REF!"},{"$error":"#REF!"},{"$error":"#REF!"},{"$error":"#REF!"},{"$error":"#REF!"},{"$error":"#REF!"},{"$error":"#REF!"},{"$error":"#REF!"},{"$error":"#REF!"},{"$error":"#REF!"},{"$error":"#REF!"},{"$error":"#REF!"},{"$error":"#REF!"},{"$error":"#REF!"},{"$error":"#REF!"},{"$error":"#REF!"},{"$error":"#REF!"},{"$error":"#REF!"},{"$error":"#REF!"},{"$error":"#REF!"},{"$error":"#REF!"},{"$error":"#REF!"},{"$error":"#REF!"},{"$error":"#REF!"},{"$error":"#REF!"},{"$error":"#REF!"},{"$error":"#REF!"},{"$error":"#REF!"}]
[null,null,null,"    (Factor of 0.5 accounts for variable innundation of the outlet perforations)",null,null,null,null,null,null,null,null,null,null,null,null,null,null,null,null,null,null,null,null,null,null,null,null,null,null,null,null,null,null,null,null,null,null,null,null,null,null,null,null,null,null,null,null,null,null,null,null,{"$error":"#REF!"},{"$error":"#REF!"},{"$error":"#REF!"},{"$error":"#REF!"},{"$error":"#REF!"},{"$error":"#REF!"},{"$error":"#REF!"},{"$error":"#REF!"},{"$error":"#REF!"},{"$error":"#REF!"},{"$error":"#REF!"},{"$error":"#REF!"},{"$error":"#REF!"},{"$error":"#REF!"},{"$error":"#REF!"},{"$error":"#REF!"},{"$error":"#REF!"},{"$error":"#REF!"},{"$error":"#REF!"},{"$error":"#REF!"},{"$error":"#REF!"},{"$error":"#REF!"},{"$error":"#REF!"},{"$error":"#REF!"},{"$error":"#REF!"},{"$error":"#REF!"},{"$error":"#REF!"},{"$error":"#REF!"},{"$error":"#REF!"},{"$error":"#REF!"},{"$error":"#REF!"},{"$error":"#REF!"},{"$error":"#REF!"},{"$error":"#REF!"},{"$error":"#REF!"}]
[null,null,null,null,null,null,null,null,null,null,null,null,null,null,null,null,null,null,null,null,null,null,null,null,null,null,null,null,null,null,null,null,null,null,null,null,null,null,null,null,null,null,null,null,null,null,null,null,null,null,null,null,{"$error":"#REF!"},{"$error":"#REF!"},{"$error":"#REF!"},{"$error":"#REF!"},{"$error":"#REF!"},{"$error":"#REF!"},{"$error":"#REF!"},{"$error":"#REF!"},{"$error":"#REF!"},{"$error":"#REF!"},{"$error":"#REF!"},{"$error":"#REF!"},{"$error":"#REF!"},{"$error":"#REF!"},{"$error":"#REF!"},{"$error":"#REF!"},{"$error":"#REF!"},{"$error":"#REF!"},{"$error":"#REF!"},{"$error":"#REF!"},{"$error":"#REF!"},{"$error":"#REF!"},{"$error":"#REF!"},{"$error":"#REF!"},{"$error":"#REF!"},{"$error":"#REF!"},{"$error":"#REF!"},{"$error":"#REF!"},{"$error":"#REF!"},{"$error":"#REF!"},{"$error":"#REF!"},{"$error":"#REF!"},{"$error":"#REF!"},{"$error":"#REF!"},{"$error":"#REF!"}]
[null,null,null,"B)  Height of Trash Rack:  HTR ",null,{"$f":"IF(L46=\"\",\"\",\"(Min Height = Dwqcv + 24 inches = \"&CEILING((L46*12+24),1)&\" inches.)\")","v":""},null,null,null,null,"HTR =",null,"inches",null,null,null,null,null,null,null,null,null,null,null,null,null,null,null,null,null,null,null,null,null,null,null,null,null,null,null,null,null,null,null,null,null,null,null,null,null,null,null,{"$f":"IF(BA81=\"\",\"\",IF(BA81<$BB$30,BA81+(2/12),\"\"))","v":{"$error":"#REF!"}},{"$error":"#REF!"},{"$f":"IF(BB82=\"\",\"\",((BB81+BB82)/2)*(2/12))","v":{"$error":"#REF!"}},{"$error":"#REF!"},{"$error":"#REF!"},{"$error":"#REF!"},{"$error":"#REF!"},{"$error":"#REF!"},{"$error":"#REF!"},{"$error":"#REF!"},{"$error":"#REF!"},{"$error":"#REF!"},{"$error":"#REF!"},{"$error":"#REF!"},{"$error":"#REF!"},{"$error":"#REF!"},{"$error":"#REF!"},{"$error":"#REF!"},{"$error":"#REF!"},{"$error":"#REF!"},{"$error":"#REF!"},{"$error":"#REF!"},{"$error":"#REF!"},{"$error":"#REF!"},{"$error":"#REF!"},{"$error":"#REF!"},{"$error":"#REF!"},{"$error":"#REF!"},{"$error":"#REF!"},{"$error":"#REF!"},{"$error":"#REF!"},{"$error":"#REF!"},{"$error":"#REF!"},{"$error":"#REF!"},{"$error":"#REF!"}]
[null,null,null,null,null,null,null,null,null,null,null,null,null,null,null,null,null,null,null,null,null,null,null,null,null,null,null,null,null,null,null,null,null,null,null,null,null,null,null,null,null,null,null,null,null,null,null,null,null,null,null,null,{"$error":"#REF!"},{"$error":"#REF!"},{"$error":"#REF!"},{"$error":"#REF!"},{"$error":"#REF!"},{"$error":"#REF!"},{"$error":"#REF!"},{"$error":"#REF!"},{"$error":"#REF!"},{"$error":"#REF!"},{"$error":"#REF!"},{"$error":"#REF!"},{"$error":"#REF!"},{"$error":"#REF!"},{"$error":"#REF!"},{"$error":"#REF!"},{"$error":"#REF!"},{"$error":"#REF!"},{"$error":"#REF!"},{"$error":"#REF!"},{"$error":"#REF!"},{"$error":"#REF!"},{"$error":"#REF!"},{"$error":"#REF!"},{"$error":"#REF!"},{"$error":"#REF!"},{"$error":"#REF!"},{"$error":"#REF!"},{"$error":"#REF!"},{"$error":"#REF!"},{"$error":"#REF!"},{"$error":"#REF!"},{"$error":"#REF!"},{"$error":"#REF!"},{"$error":"#REF!"}]
[null,null,null,"C)  Width of Concrete Opening: Wconc = (At / R) / HTR ",null,null,null,null,null,null,"Wconc =",null,"inches",null,null,null,null,null,null,null,null,null,null,null,null,null,null,null,null,null,null,null,null,null,null,null,null,null,null,null,null,null,null,null,null,null,null,null,null,null,null,null,{"$error":"#REF!"},{"$error":"#REF!"},{"$error":"#REF!"},{"$error":"#REF!"},{"$error":"#REF!"},{"$error":"#REF!"},{"$error":"#REF!"},{"$error":"#REF!"},{"$error":"#REF!"},{"$error":"#REF!"},{"$error":"#REF!"},{"$error":"#REF!"},{"$error":"#REF!"},{"$error":"#REF!"},{"$error":"#REF!"},{"$error":"#REF!"},{"$error":"#REF!"},{"$error":"#REF!"},{"$f":"IF($BC84=\"\",\"\",IF(BS$44>$BB$30,\"\",IF($BA84-BS$44<=0,\"\",(0.6*($BB$40/144)*(2*32.2*($BA84-BS$44))^0.5))))","v":{"$error":"#REF!"}},{"$error":"#REF!"},{"$error":"#REF!"},{"$error":"#REF!"},{"$error":"#REF!"},{"$error":"#REF!"},{"$error":"#REF!"},{"$error":"#REF!"},{"$error":"#REF!"},{"$error":"#REF!"},{"$error":"#REF!"},{"$error":"#REF!"},{"$error":"#REF!"},{"$error":"#REF!"},{"$error":"#REF!"},{"$error":"#REF!"},{"$error":"#REF!"}]
[null,null,null,"    Effective open area, R = 0.6 for wire screens, R = 0.71 for aluminum bar grates",null,null,null,null,null,null,null,null,null,null,null,null,null,null,null,null,null,null,null,null,null,null,null,null,null,null,null,null,null,null,null,null,null,null,null,null,null,null,null,null,null,null,null,null,null,null,null,null,{"$error":"#REF!"},{"$error":"#REF!"},{"$error":"#REF!"},{"$f":"IF($BC85=\"\",\"\",IF(BD$44>$BB$30,\"\",IF($BA85-BD$44<=0,\"\",(0.6*($BB$40/144)*(2*32.2*($BA85-BD$44))^0.5))))","v":{"$error":"#REF!"}},{"$error":"#REF!"},{"$error":"#REF!"},{"$error":"#REF!"},{"$error":"#REF!"},{"$error":"#REF!"},{"$error":"#REF!"},{"$error":"#REF!"},{"$error":"#REF!"},{"$error":"#REF!"},{"$error":"#REF!"},{"$error":"#REF!"},{"$error":"#REF!"},{"$error":"#REF!"},{"$error":"#REF!"},{"$error":"#REF!"},{"$error":"#REF!"},{"$error":"#REF!"},{"$error":"#REF!"},{"$error":"#REF!"},{"$error":"#REF!"},{"$error":"#REF!"},{"$error":"#REF!"},{"$error":"#REF!"},{"$error":"#REF!"},{"$error":"#REF!"},{"$error":"#REF!"},{"$error":"#REF!"},{"$error":"#REF!"},{"$error":"#REF!"},{"$error":"#REF!"},{"$error":"#REF!"}]
[null,null,null,null,null,null,null,null,null,null,null,null,null,null,null,null,null,null,null,null,null,null,null,null,null,null,null,null,null,null,null,null,null,null,null,null,null,null,null,null,null,null,null,null,null,null,null,null,null,null,null,null,{"$error":"#REF!"},{"$error":"#REF!"},{"$error":"#REF!"},{"$error":"#REF!"},{"$error":"#REF!"},{"$error":"#REF!"},{"$error":"#REF!"},{"$error":"#REF!"},{"$error":"#REF!"},{"$error":"#REF!"},{"$error":"#REF!"},{"$error":"#REF!"},{"$error":"#REF!"},{"$error":"#REF!"},{"$error":"#REF!"},{"$error":"#REF!"},{"$error":"#REF!"},{"$error":"#REF!"},{"$error":"#REF!"},{"$error":"#REF!"},{"$error":"#REF!"},{"$error":"#REF!"},{"$error":"#REF!"},{"$error":"#REF!"},{"$error":"#REF!"},{"$error":"#REF!"},{"$error":"#REF!"},{"$error":"#REF!"},{"$error":"#REF!"},{"$error":"#REF!"},{"$error":"#REF!"},{"$error":"#REF!"},{"$error":"#REF!"},{"$error":"#REF!"},{"$error":"#REF!"}]
[null,null,null,"D)  Width of Trash Rack Screen, WTR    (Minimum Width = Wconc + 6\")",null,null,null,null,null,null,"WTR =",null,"inches",null,null,null,null,null,null,null,null,null,null,null,null,null,null,null,null,null,null,null,null,null,null,null,null,null,null,null,null,null,null,null,null,null,null,null,null,null,null,null,{"$error":"#REF!"},{"$error":"#REF!"},{"$error":"#REF!"},{"$error":"#REF!"},{"$error":"#REF!"},{"$error":"#REF!"},{"$error":"#REF!"},{"$error":"#REF!"},{"$error":"#REF!"},{"$error":"#REF!"},{"$error":"#REF!"},{"$error":"#REF!"},{"$error":"#REF!"},{"$error":"#REF!"},{"$error":"#REF!"},{"$error":"#REF!"},{"$error":"#REF!"},{"$error":"#REF!"},{"$error":"#REF!"},{"$error":"#REF!"},{"$error":"#REF!"},{"$error":"#REF!"},{"$error":"#REF!"},{"$error":"#REF!"},{"$error":"#REF!"},{"$error":"#REF!"},{"$error":"#REF!"},{"$error":"#REF!"},{"$error":"#REF!"},{"$error":"#REF!"},{"$error":"#REF!"},{"$error":"#REF!"},{"$error":"#REF!"},{"$error":"#REF!"},{"$error":"#REF!"}]
[null,null,null,null,null,null,null,null,null,null,null,null,null,null,null,null,null,null,null,null,null,null,null,null,null,null,null,null,null,null,null,null,null,null,null,null,null,null,null,null,null,null,null,null,null,null,null,null,null,null,null,null,null,null,null,null,null,null,null,null,null,null,null,null,null,null,null,null,null,null,null,null,null,null,null,null,null,null,null,null,null,null,null,null,null,"Total Drain Time (hrs)",{"$f":"SUM(CI45:CI87)","v":{"$error":"#VALUE!"}}]
[null,null,null,"E)  Type of Trash Rack",null,null,null,null,null,null,null,null,null,null,null,null,null,null,null,null,null,null,null,null,null,null,null,null,null,null,null,null,null,null,null,null,null,null,null,null,null,null,null,null,null,null,null,null,null,null,null,null,null,null,null,null,null,null,null,null,null,null,null,null,null,null,null,null,null,null,null,null,null,null,null,null,null,null,null,null,null,null,null,null,null,"Peak Outflow Rate (cfs)",{"$f":"MAX(CH45:CH87)","v":{"$error":"#VALUE!"}}]
[null,null,null,null,"Stainless Steel #93 VEE Wire"]
[null,null,null,null,"Aluminum Bar Grate",null,null,null,null,null,null,"Aluminum Bar Grate (Klemp KRP)"]
[null,null,null,null,null,null,null,null,null,null,null,null,null,null,null,null,null,null,null,null,null,null,null,null,null,null,null,null,null,null,null,null,null,null,null,null,null,null,null,null,null,null,null,null,null,null,null,null,null,null,null,null,"WQCV =",{"$f":"IF(L48=\"\",\"\",L48)","v":""},"cubic feet"]
[null,null,null,"F)  Open Space between:",null,"S.S. #93 VEE Wires",null,null,null,null,null,"#93 VEE Wire Slot Opening",null,null,null,null,null,null,null,null,null,null,null,null,null,null,null,null,null,null,null,null,null,null,null,null,null,null,null,null,null,null,null,null,null,null,null,null,null,null,null,null,"DWQCV =",{"$f":"IF(L46=\"\",\"\",L46)","v":""},"feet",null,null,"Total Drain Time (hrs)",{"$f":"CI170","v":{"$error":"#VALUE!"}}]
[null,null,null,null,null,"Aluminum Bearing Bars (Vertical Alignment)",null,null,null,null,null,"Bearing Bar Spacing",null,null,null,null,null,null,null,null,null,null,null,null,null,null,null,null,null,null,null,null,null,null,null,null,null,null,null,null,null,null,null,null,null,null,null,null,null,null,null,null,"WQCV water surface elevation =",100,"feet",null,null,"Peak Outflow Rate (cfs)",{"$f":"CI171","v":{"$error":"#VALUE!"}}]
[null,null,null,null,null,null,null,null,null,null,null,null,null,null,null,null,null,null,null,null,null,null,null,null,null,null,null,null,null,null,null,null,null,null,null,null,null,null,null,null,null,null,null,null,null,null,null,null,null,null,null,null,"permanent pool elevation =",{"$f":"BB94-BB93","v":{"$error":"#VALUE!"}},"feet"]
[null,null,null,"G)  Spacing of Support Rods (O.C.)",null,null,null,null,null,null,null,"On Center Spacing"]
[]
[null,null,null,"H)  Type and Size of:"]
[null,null,null,null,"Support Rods for S.S. #93 VEE Wire Screen",null,null,null,null,null,null,null,null,null,null,null,null,null,null,null,null,null,null,null,null,null,null,null,null,null,null,null,null,null,null,null,null,null,null,null,null,null,null,null,null,null,null,null,null,null,null,null,"dperforation =",{"$f":"IF(L56=\"\",\"\",L56)","v":""},"inches",null,null,"Width for WQCV bottom =",{"$f":"IF(L40=\"\",\"\",L40+2*(L38*L36))","v":""}]
[null,null,null,null,"Bearing Bars for Aluminum Bar Grate",null,null,null,null,null,null,null,null,null,null,null,null,null,null,null,null,null,null,null,null,null,null,null,null,null,null,null,null,null,null,null,null,null,null,null,null,null,null,null,null,null,null,null,null,null,null,null,"nholes =",{"$f":"IF(L57=\"\",\"\",L57)","v":""},null,null,null,"Length for WQCV bottom =",{"$f":"IF(L42=\"\",\"\",L42+2*(L38*L36))","v":""}]
[null,null,null,null,null,null,null,null,null,null,null,null,null,null,null,null,null,null,null,null,null,null,null,null,null,null,null,null,null,null,null,null,null,null,null,null,null,null,null,null,null,null,null,null,null,null,null,null,null,null,null,null,"Rs =",{"$f":"IF(L58=\"\",\"\",L58)","v":""},"inches"]
[]
[null,null,6,"Pre-sedimentation Forebay Basin - Enter design values",null,null,null,null,null,null,null,null,null,null,null,null,null,null,null,null,null,null,null,null,null,null,null,null,null,null,null,null,null,null,null,null,null,null,null,null,null,null,null,null,null,null,null,null,null,null,null,null,"nrows =",{"$f":"IF(BB101=\"\",\"\",ROUND(((BB93*12)/BB101),0))","v":""}]
[null,null,null,null,null,null,null,null,null,null,null,null,null,null,null,null,null,null,null,null,null,null,null,null,null,null,null,null,null,null,null,null,null,null,null,null,null,null,null,null,null,null,null,null,null,null,null,null,null,null,null,null,"Outlet Area per Row =",{"$f":"IF(BB100=\"\",\"\",BB100*3.1416*(BB99^2)/4)","v":""},"in2","Outflow Rate (cfs) for each Row (based on row elevation)",null,null,null,null,null,null,null,null,null,"Outflow Rate (cfs) for each Row (based on row elevation)",null,null,null,null,null,null,null,null,null,"Outflow Rate (cfs) for each Row (based on row elevation)"]
[null,null,null,"A)  Volume (5% to 10% of WQCV from 1B)",null,null,null,null,null,null,null,null,"cubic feet",null,null,null,null,null,null,null,null,null,null,null,null,null,null,null,null,null,null,null,null,null,null,null,null,null,null,null,null,null,null,null,null,null,null,null,null,null,null,null,"Total Outlet Area =",{"$f":"IF(BB103=\"\",\"\",BB104*BB103)","v":""},"in2","Row","Row","Row","Row","Row","Row","Row","Row","Row","Row","Row","Row","Row","Row","Row","Row","Row","Row","Row","Row","Row","Row","Row","Row","Row","Row","Row","Row","Row","Row"]
[null,null,null,{"$f":"IF(L15=\"\",\"\",\"       (5% - 10% of Design Volume equals \"&ROUND(0.05*L15,0)&\" to \"&ROUND(0.1*L15,0)&\" cubic feet.)\")","v":""},null,null,null,null,null,null,null,null,null,null,null,null,null,null,null,null,null,null,null,null,null,null,null,null,null,null,null,null,null,null,null,null,null,null,null,null,null,null,null,null,null,null,null,null,null,null,null,null,null,null,null,1,2,3,4,5,6,7,8,9,10,11,12,13,14,15,16,17,18,19,20,21,22,23,24,25,26,27,28,29,30,"Combined","Drain"]
[null,null,null,null,null,null,null,null,null,null,null,null,null,null,null,null,null,null,null,null,null,null,null,null,null,null,null,null,null,null,null,null,null,null,null,null,null,null,null,null,null,null,null,null,null,null,null,null,null,null,null,null,"Water Surface",null,"Incremental","Elevation","Elevation","Elevation","Elevation","Elevation","Elevation","Elevation","Elevation","Elevation","Elevation","Elevation","Elevation","Elevation","Elevation","Elevation","Elevation","Elevation","Elevation","Elevation","Elevation","Elevation","Elevation","Elevation","Elevation","Elevation","Elevation","Elevation","Elevation","Elevation","Elevation","Outflow","Time"]
[null,null,null,null,null,null,null,null,null,null,null,null,null,null,null,null,null,null,null,null,null,null,null,null,null,null,null,null,null,null,null,null,null,null,null,null,null,null,null,null,null,null,null,null,null,null,null,null,null,null,null,null,"Elevation (ft)","Area (ft2)","Volume (ft3)",{"$f":"BA109","v":{"$error":"#VALUE!"}},{"$f":"IF($BB$103>=BE106,BD108+($BB$101/12),9999)","v":{"$error":"#VALUE!"}},{"$f":"IF($BB$103>=BF106,BE108+($BB$101/12),9999)","v":{"$error":"#VALUE!"}},{"$error":"#VALUE!"},{"$error":"#VALUE!"},{"$error":"#VALUE!"},{"$error":"#VALUE!"},{"$error":"#VALUE!"},{"$error":"#VALUE!"},{"$error":"#VALUE!"},{"$error":"#VALUE!"},{"$error":"#VALUE!"},{"$error":"#VALUE!"},{"$error":"#VALUE!"},{"$error":"#VALUE!"},{"$error":"#VALUE!"},{"$error":"#VALUE!"},{"$error":"#VALUE!"},{"$error":"#VALUE!"},{"$error":"#VALUE!"},{"$error":"#VALUE!"},{"$error":"#VALUE!"},{"$error":"#VALUE!"},{"$error":"#VALUE!"},{"$error":"#VALUE!"},{"$error":"#VALUE!"},{"$error":"#VALUE!"},{"$error":"#VALUE!"},{"$error":"#VALUE!"},{"$error":"#VALUE!"},"(cfs)","(hrs)"]
[null,null,null,"B)  Gravel Filter Forebay Outlet",null,null,null,null,null,null,null,null,"yes/no",null,null,null,null,null,null,null,null,null,null,null,null,null,null,null,null,null,null,null,null,null,null,null,null,null,null,null,null,null,null,null,null,null,null,null,null,null,null,null,{"$f":"BB95","v":{"$error":"#VALUE!"}},{"$f":"IF(BA109=\"\",\"\",(($BG$34+2*$L$36*(BA109-$BA$109))*($BG$35+2*$L$36*(BA109-$BA$109))))","v":{"$error":"#VALUE!"}},{"$f":"IF(BB109=\"\",\"\",0)","v":{"$error":"#VALUE!"}},{"$f":"IF(BD$108>$BB$94,\"\",IF($BA109-BD$108<=0,\"\",(0.6*($BB$104/144)*(2*32.2*($BA109-BD$108))^0.5)))","v":{"$error":"#VALUE!"}},{"$f":"IF(BE$108>$BB$94,\"\",IF($BA109-BE$108<=0,\"\",(0.6*($BB$104/144)*(2*32.2*($BA109-BE$108))^0.5)))","v":{"$error":"#VALUE!"}},{"$error":"#VALUE!"},{"$error":"#VALUE!"},{"$error":"#VALUE!"},{"$error":"#VALUE!"},{"$error":"#VALUE!"},{"$error":"#VALUE!"},{"$error":"#VALUE!"},{"$error":"#VALUE!"},{"$error":"#VALUE!"},{"$error":"#VALUE!"},{"$error":"#VALUE!"},{"$error":"#VALUE!"},{"$error":"#VALUE!"},{"$error":"#VALUE!"},{"$error":"#VALUE!"},{"$error":"#VALUE!"},{"$error":"#VALUE!"},{"$error":"#VALUE!"},{"$error":"#VALUE!"},{"$error":"#VALUE!"},{"$error":"#VALUE!"},{"$error":"#VALUE!"},{"$error":"#VALUE!"},{"$error":"#VALUE!"},{"$error":"#VALUE!"},{"$error":"#VALUE!"},{"$error":"#VALUE!"},{"$error":"#VALUE!"},{"$f":"SUM(BD109:CG109)","v":{"$error":"#VALUE!"}},{"$f":"IF(CH109<=0,0,(BC109/CH109)/(60*60))","v":{"$error":"#VALUE!"}}]
[null,null,null,null,null,null,null,null,null,null,null,null,null,null,null,null,null,null,null,null,null,null,null,null,null,null,null,null,null,null,null,null,null,null,null,null,null,null,null,null,null,null,null,null,null,null,null,null,null,null,null,null,{"$f":"IF(BA109=\"\",\"\",IF(BA109<$BB$30,BA109+(2/12),\"\"))","v":{"$error":"#VALUE!"}},{"$error":"#VALUE!"},{"$f":"IF(BB110=\"\",\"\",((BB109+BB110)/2)*(2/12))","v":{"$error":"#VALUE!"}},{"$f":"IF($BC110=\"\",\"\",IF(BD$108>$BB$94,\"\",IF($BA110-BD$108<=0,\"\",(0.6*($BB$104/144)*(2*32.2*($BA110-BD$108))^0.5))))","v":{"$error":"#VALUE!"}},{"$f":"IF($BC110=\"\",\"\",IF(BE$108>$BB$94,\"\",IF($BA110-BE$108<=0,\"\",(0.6*($BB$104/144)*(2*32.2*($BA110-BE$108))^0.5))))","v":{"$error":"#VALUE!"}},{"$error":"#VALUE!"},{"$error":"#VALUE!"},{"$error":"#VALUE!"},{"$error":"#VALUE!"},{"$error":"#VALUE!"},{"$error":"#VALUE!"},{"$error":"#VALUE!"},{"$error":"#VALUE!"},{"$error":"#VALUE!"},{"$error":"#VALUE!"},{"$error":"#VALUE!"},{"$error":"#VALUE!"},{"$error":"#VALUE!"},{"$error":"#VALUE!"},{"$error":"#VALUE!"},{"$error":"#VALUE!"},{"$error":"#VALUE!"},{"$error":"#VALUE!"},{"$error":"#VALUE!"},{"$error":"#VALUE!"},{"$error":"#VALUE!"},{"$error":"#VALUE!"},{"$error":"#VALUE!"},{"$error":"#VALUE!"},{"$error":"#VALUE!"},{"$error":"#VALUE!"},{"$error":"#VALUE!"},{"$error":"#VALUE!"},{"$f":"SUM(BD110:CG110)","v":{"$error":"#VALUE!"}},{"$f":"IF(CH110=\"\",\"\",IF(CH110<=0,0,(BC110/CH110)/(60*60)))","v":{"$error":"#VALUE!"}}]
[null,null,null,null,null,null,null,null,null,null,null,null,null,null,null,null,null,null,null,null,null,null,null,null,null,null,null,null,null,null,null,null,null,null,null,null,null,null,null,null,null,null,null,null,null,null,null,null,null,null,null,null,{"$f":"IF(BA110=\"\",\"\",IF(BA110<$BB$30,BA110+(2/12),\"\"))","v":{"$error":"#VALUE!"}},{"$error":"#VALUE!"},{"$f":"IF(BB111=\"\",\"\",((BB110+BB111)/2)*(2/12))","v":{"$error":"#VALUE!"}},{"$error":"#VALUE!"},{"$error":"#VALUE!"},{"$error":"#VALUE!"},{"$error":"#VALUE!"},{"$error":"#VALUE!"},{"$error":"#VALUE!"},{"$error":"#VALUE!"},{"$error":"#VALUE!"},{"$error":"#VALUE!"},{"$error":"#VALUE!"},{"$error":"#VALUE!"},{"$error":"#VALUE!"},{"$error":"#VALUE!"},{"$error":"#VALUE!"},{"$error":"#VALUE!"},{"$error":"#VALUE!"},{"$error":"#VALUE!"},{"$error":"#VALUE!"},{"$error":"#VALUE!"},{"$error":"#VALUE!"},{"$error":"#VALUE!"},{"$error":"#VALUE!"},{"$error":"#VALUE!"},{"$error":"#VALUE!"},{"$error":"#VALUE!"},{"$error":"#VALUE!"},{"$error":"#VALUE!"},{"$error":"#VALUE!"},{"$error":"#VALUE!"},{"$error":"#VALUE!"},{"$error":"#VALUE!"},{"$f":"IF(CH111=\"\",\"\",IF(CH111<=0,0,(BC111/CH111)/(60*60)))","v":{"$error":"#VALUE!"}}]
[null,null,null,"C)  Solid Driving Surface on Bottom and Sides of Forebay",null,null,null,null,null,null,null,null,"yes/no",null,null,null,null,null,null,null,null,null,null,null,null,null,null,null,null,null,null,null,null,null,null,null,null,null,null,null,null,null,null,null,null,null,null,null,null,null,null,null,{"$error":"#VALUE!"},{"$error":"#VALUE!"},{"$error":"#VALUE!"},{"$error":"#VALUE!"},{"$error":"#VALUE!"},{"$error":"#VALUE!"},{"$error":"#VALUE!"},{"$error":"#VALUE!"},{"$error":"#VALUE!"},{"$error":"#VALUE!"},{"$error":"#VALUE!"},{"$error":"#VALUE!"},{"$error":"#VALUE!"},{"$error":"#VALUE!"},{"$error":"#VALUE!"},{"$error":"#VALUE!"},{"$error":"#VALUE!"},{"$error":"#VALUE!"},{"$error":"#VALUE!"},{"$error":"#VALUE!"},{"$error":"#VALUE!"},{"$error":"#VALUE!"},{"$error":"#VALUE!"},{"$error":"#VALUE!"},{"$error":"#VALUE!"},{"$error":"#VALUE!"},{"$error":"#VALUE!"},{"$error":"#VALUE!"},{"$error":"#VALUE!"},{"$error":"#VALUE!"},{"$error":"#VALUE!"},{"$error":"#VALUE!"},{"$error":"#VALUE!"},{"$error":"#VALUE!"},{"$error":"#VALUE!"}]
[null,null,null,null,null,null,null,null,null,null,null,null,null,null,null,null,null,null,null,null,null,null,null,null,null,null,null,null,null,null,null,null,null,null,null,null,null,null,null,null,null,null,null,null,null,null,null,null,null,null,null,null,{"$error":"#VALUE!"},{"$error":"#VALUE!"},{"$error":"#VALUE!"},{"$error":"#VALUE!"},{"$error":"#VALUE!"},{"$error":"#VALUE!"},{"$error":"#VALUE!"},{"$error":"#VALUE!"},{"$error":"#VALUE!"},{"$error":"#VALUE!"},{"$error":"#VALUE!"},{"$error":"#VALUE!"},{"$error":"#VALUE!"},{"$error":"#VALUE!"},{"$error":"#VALUE!"},{"$error":"#VALUE!"},{"$error":"#VALUE!"},{"$error":"#VALUE!"},{"$error":"#VALUE!"},{"$error":"#VALUE!"},{"$error":"#VALUE!"},{"$error":"#VALUE!"},{"$error":"#VALUE!"},{"$error":"#VALUE!"},{"$error":"#VALUE!"},{"$error":"#VALUE!"},{"$error":"#VALUE!"},{"$error":"#VALUE!"},{"$error":"#VALUE!"},{"$error":"#VALUE!"},{"$error":"#VALUE!"},{"$error":"#VALUE!"},{"$error":"#VALUE!"},{"$error":"#VALUE!"},{"$error":"#VALUE!"}]
[null,null,null,null,null,null,null,null,null,null,null,null,null,null,null,null,null,null,null,null,null,null,null,null,null,null,null,null,null,null,null,null,null,null,null,null,null,null,null,null,null,null,null,null,null,null,null,null,null,null,null,null,{"$error":"#VALUE!"},{"$error":"#VALUE!"},{"$error":"#VALUE!"},{"$error":"#VALUE!"},{"$error":"#VALUE!"},{"$error":"#VALUE!"},{"$error":"#VALUE!"},{"$error":"#VALUE!"},{"$error":"#VALUE!"},{"$error":"#VALUE!"},{"$error":"#VALUE!"},{"$error":"#VALUE!"},{"$error":"#VALUE!"},{"$error":"#VALUE!"},{"$error":"#VALUE!"},{"$error":"#VALUE!"},{"$error":"#VALUE!"},{"$error":"#VALUE!"},{"$error":"#VALUE!"},{"$error":"#VALUE!"},{"$error":"#VALUE!"},{"$error":"#VALUE!"},{"$error":"#VALUE!"},{"$error":"#VALUE!"},{"$error":"#VALUE!"},{"$error":"#VALUE!"},{"$error":"#VALUE!"},{"$error":"#VALUE!"},{"$error":"#VALUE!"},{"$error":"#VALUE!"},{"$error":"#VALUE!"},{"$error":"#VALUE!"},{"$error":"#VALUE!"},{"$error":"#VALUE!"},{"$error":"#VALUE!"}]
[null,null,null,"Notes:",null,null,null,null,null,null,null,null,null,null,null,null,null,null,null,null,null,null,null,null,null,null,null,null,null,null,null,null,null,null,null,null,null,null,null,null,null,null,null,null,null,null,null,null,null,null,null,null,{"$error":"#VALUE!"},{"$error":"#VALUE!"},{"$error":"#VALUE!"},{"$error":"#VALUE!"},{"$error":"#VALUE!"},{"$error":"#VALUE!"},{"$error":"#VALUE!"},{"$error":"#VALUE!"},{"$error":"#VALUE!"},{"$error":"#VALUE!"},{"$error":"#VALUE!"},{"$error":"#VALUE!"},{"$error":"#VALUE!"},{"$error":"#VALUE!"},{"$error":"#VALUE!"},{"$error":"#VALUE!"},{"$error":"#VALUE!"},{"$error":"#VALUE!"},{"$error":"#VALUE!"},{"$error":"#VALUE!"},{"$error":"#VALUE!"},{"$error":"#VALUE!"},{"$error":"#VALUE!"},{"$error":"#VALUE!"},{"$error":"#VALUE!"},{"$error":"#VALUE!"},{"$error":"#VALUE!"},{"$error":"#VALUE!"},{"$error":"#VALUE!"},{"$error":"#VALUE!"},{"$error":"#VALUE!"},{"$error":"#VALUE!"},{"$error":"#VALUE!"},{"$error":"#VALUE!"},{"$error":"#VALUE!"}]
[null,null,null,null,null,null,null,null,null,null,null,null,null,null,null,null,null,null,null,null,null,null,null,null,null,null,null,null,null,null,null,null,null,null,null,null,null,null,null,null,null,null,null,null,null,null,null,null,null,null,null,null,{"$error":"#VALUE!"},{"$error":"#VALUE!"},{"$error":"#VALUE!"},{"$error":"#VALUE!"},{"$error":"#VALUE!"},{"$error":"#VALUE!"},{"$error":"#VALUE!"},{"$error":"#VALUE!"},{"$error":"#VALUE!"},{"$error":"#VALUE!"},{"$error":"#VALUE!"},{"$error":"#VALUE!"},{"$error":"#VALUE!"},{"$error":"#VALUE!"},{"$error":"#VALUE!"},{"$error":"#VALUE!"},{"$error":"#VALUE!"},{"$error":"#VALUE!"},{"$error":"#VALUE!"},{"$error":"#VALUE!"},{"$error":"#VALUE!"},{"$error":"#VALUE!"},{"$error":"#VALUE!"},{"$error":"#VALUE!"},{"$error":"#VALUE!"},{"$error":"#VALUE!"},{"$error":"#VALUE!"},{"$error":"#VALUE!"},{"$error":"#VALUE!"},{"$error":"#VALUE!"},{"$error":"#VALUE!"},{"$error":"#VALUE!"},{"$error":"#VALUE!"},{"$error":"#VALUE!"},{"$error":"#VALUE!"}]
[null,null,null,null,null,null,null,null,null,null,null,null,null,null,null,null,null,null,null,null,null,null,null,null,null,null,null,null,null,null,null,null,null,null,null,null,null,null,null,null,null,null,null,null,null,null,null,null,null,null,null,null,{"$error":"#VALUE!"},{"$error":"#VALUE!"},{"$error":"#VALUE!"},{"$error":"#VALUE!"},{"$error":"#VALUE!"},{"$error":"#VALUE!"},{"$error":"#VALUE!"},{"$error":"#VALUE!"},{"$error":"#VALUE!"},{"$error":"#VALUE!"},{"$error":"#VALUE!"},{"$error":"#VALUE!"},{"$error":"#VALUE!"},{"$error":"#VALUE!"},{"$error":"#VALUE!"},{"$error":"#VALUE!"},{"$error":"#VALUE!"},{"$error":"#VALUE!"},{"$error":"#VALUE!"},{"$error":"#VALUE!"},{"$error":"#VALUE!"},{"$error":"#VALUE!"},{"$error":"#VALUE!"},{"$error":"#VALUE!"},{"$error":"#VALUE!"},{"$error":"#VALUE!"},{"$error":"#VALUE!"},{"$error":"#VALUE!"},{"$error":"#VALUE!"},{"$error":"#VALUE!"},{"$error":"#VALUE!"},{"$error":"#VALUE!"},{"$error":"#VALUE!"},{"$error":"#VALUE!"},{"$error":"#VALUE!"}]
[null,null,null,null,null,null,null,null,null,null,null,null,null,null,null,null,null,null,null,null,null,null,null,null,null,null,null,null,null,null,null,null,null,null,null,null,null,null,null,null,null,null,null,null,null,null,null,null,null,null,null,null,{"$error":"#VALUE!"},{"$error":"#VALUE!"},{"$error":"#VALUE!"},{"$error":"#VALUE!"},{"$error":"#VALUE!"},{"$error":"#VALUE!"},{"$error":"#VALUE!"},{"$error":"#VALUE!"},{"$error":"#VALUE!"},{"$error":"#VALUE!"},{"$error":"#VALUE!"},{"$error":"#VALUE!"},{"$error":"#VALUE!"},{"$error":"#VALUE!"},{"$error":"#VALUE!"},{"$error":"#VALUE!"},{"$error":"#VALUE!"},{"$error":"#VALUE!"},{"$error":"#VALUE!"},{"$error":"#VALUE!"},{"$error":"#VALUE!"},{"$error":"#VALUE!"},{"$error":"#VALUE!"},{"$error":"#VALUE!"},{"$error":"#VALUE!"},{"$error":"#VALUE!"},{"$error":"#VALUE!"},{"$f":"IF($BC118=\"\",\"\",IF(CB$108>$BB$94,\"\",IF($BA118-CB$108<=0,\"\",(0.6*($BB$104/144)*(2*32.2*($BA118-CB$108))^0.5))))","v":{"$error":"#VALUE!"}},{"$error":"#VALUE!"},{"$error":"#VALUE!"},{"$error":"#VALUE!"},{"$error":"#VALUE!"},{"$error":"#VALUE!"},{"$error":"#VALUE!"},{"$error":"#VALUE!"}]
[null,null,null,null,null,null,null,null,null,null,null,null,null,null,null,null,null,null,null,null,null,null,null,null,null,null,null,null,null,null,null,null,null,null,null,null,null,null,null,null,null,null,null,null,null,null,null,null,null,null,null,null,{"$error":"#VALUE!"},{"$error":"#VALUE!"},{"$error":"#VALUE!"},{"$error":"#VALUE!"},{"$f":"IF($BC119=\"\",\"\",IF(BE$108>$BB$94,\"\",IF($BA119-BE$108<=0,\"\",(0.6*($BB$104/144)*(2*32.2*($BA119-BE$108))^0.5))))","v":{"$error":"#VALUE!"}},{"$error":"#VALUE!"},{"$error":"#VALUE!"},{"$error":"#VALUE!"},{"$error":"#VALUE!"},{"$error":"#VALUE!"},{"$error":"#VALUE!"},{"$error":"#VALUE!"},{"$error":"#VALUE!"},{"$error":"#VALUE!"},{"$f":"IF($BC119=\"\",\"\",IF(BO$108>$BB$94,\"\",IF($BA119-BO$108<=0,\"\",(0.6*($BB$104/144)*(2*32.2*($BA119-BO$108))^0.5))))","v":{"$error":"#VALUE!"}},{"$error":"#VALUE!"},{"$error":"#VALUE!"},{"$error":"#VALUE!"},{"$error":"#VALUE!"},{"$error":"#VALUE!"},{"$error":"#VALUE!"},{"$error":"#VALUE!"},{"$error":"#VALUE!"},{"$error":"#VALUE!"},{"$error":"#VALUE!"},{"$error":"#VALUE!"},{"$error":"#VALUE!"},{"$error":"#VALUE!"},{"$error":"#VALUE!"},{"$error":"#VALUE!"},{"$error":"#VALUE!"},{"$error":"#VALUE!"},{"$error":"#VALUE!"},{"$error":"#VALUE!"},{"$error":"#VALUE!"}]
[null,null,null,null,null,null,null,null,null,null,null,null,null,null,null,null,null,null,null,null,null,null,null,null,null,null,null,null,null,null,null,null,null,null,null,null,null,null,null,null,null,null,null,null,null,null,null,null,null,null,null,null,{"$error":"#VALUE!"},{"$error":"#VALUE!"},{"$error":"#VALUE!"},{"$error":"#VALUE!"},{"$error":"#VALUE!"},{"$error":"#VALUE!"},{"$error":"#VALUE!"},{"$error":"#VALUE!"},{"$error":"#VALUE!"},{"$error":"#VALUE!"},{"$error":"#VALUE!"},{"$error":"#VALUE!"},{"$error":"#VALUE!"},{"$error":"#VALUE!"},{"$error":"#VALUE!"},{"$error":"#VALUE!"},{"$error":"#VALUE!"},{"$error":"#VALUE!"},{"$error":"#VALUE!"},{"$error":"#VALUE!"},{"$error":"#VALUE!"},{"$error":"#VALUE!"},{"$error":"#VALUE!"},{"$error":"#VALUE!"},{"$error":"#VALUE!"},{"$error":"#VALUE!"},{"$error":"#VALUE!"},{"$error":"#VALUE!"},{"$error":"#VALUE!"},{"$error":"#VALUE!"},{"$error":"#VALUE!"},{"$error":"#VALUE!"},{"$error":"#VALUE!"},{"$error":"#VALUE!"},{"$error":"#VALUE!"}]
[null,null,null,null,null,null,null,null,null,null,null,null,null,null,null,null,null,null,null,null,null,null,null,null,null,null,null,null,null,null,null,null,null,null,null,null,null,null,null,null,null,null,null,null,null,null,null,null,null,null,null,null,{"$error":"#VALUE!"},{"$error":"#VALUE!"},{"$error":"#VALUE!"},{"$error":"#VALUE!"},{"$error":"#VALUE!"},{"$error":"#VALUE!"},{"$error":"#VALUE!"},{"$error":"#VALUE!"},{"$error":"#VALUE!"},{"$error":"#VALUE!"},{"$error":"#VALUE!"},{"$error":"#VALUE!"},{"$error":"#VALUE!"},{"$error":"#VALUE!"},{"$error":"#VALUE!"},{"$error":"#VALUE!"},{"$error":"#VALUE!"},{"$error":"#VALUE!"},{"$error":"#VALUE!"},{"$error":"#VALUE!"},{"$error":"#VALUE!"},{"$error":"#VALUE!"},{"$error":"#VALUE!"},{"$error":"#VALUE!"},{"$error":"#VALUE!"},{"$error":"#VALUE!"},{"$error":"#VALUE!"},{"$error":"#VALUE!"},{"$error":"#VALUE!"},{"$error":"#VALUE!"},{"$error":"#VALUE!"},{"$error":"#VALUE!"},{"$error":"#VALUE!"},{"$error":"#VALUE!"},{"$error":"#VALUE!"}]
[null,null,null,null,null,null,null,null,null,null,null,null,null,null,null,null,null,null,null,null,null,null,null,null,null,null,null,null,null,null,null,null,null,null,null,null,null,null,null,null,null,null,null,null,null,null,null,null,null,null,null,null,{"$error":"#VALUE!"},{"$error":"#VALUE!"},{"$error":"#VALUE!"},{"$error":"#VALUE!"},{"$error":"#VALUE!"},{"$error":"#VALUE!"},{"$error":"#VALUE!"},{"$error":"#VALUE!"},{"$error":"#VALUE!"},{"$error":"#VALUE!"},{"$error":"#VALUE!"},{"$error":"#VALUE!"},{"$error":"#VALUE!"},{"$error":"#VALUE!"},{"$error":"#VALUE!"},{"$error":"#VALUE!"},{"$error":"#VALUE!"},{"$error":"#VALUE!"},{"$error":"#VALUE!"},{"$error":"#VALUE!"},{"$error":"#VALUE!"},{"$error":"#VALUE!"},{"$error":"#VALUE!"},{"$error":"#VALUE!"},{"$error":"#VALUE!"},{"$error":"#VALUE!"},{"$error":"#VALUE!"},{"$error":"#VALUE!"},{"$error":"#VALUE!"},{"$error":"#VALUE!"},{"$error":"#VALUE!"},{"$error":"#VALUE!"},{"$error":"#VALUE!"},{"$error":"#VALUE!"},{"$error":"#VALUE!"}]
[null,null,null,null,null,null,null,null,null,null,null,null,null,null,null,null,null,null,null,null,null,null,null,null,null,null,null,null,null,null,null,null,null,null,null,null,null,null,null,null,null,null,null,null,null,null,null,null,null,null,null,null,{"$error":"#VALUE!"},{"$error":"#VALUE!"},{"$error":"#VALUE!"},{"$error":"#VALUE!"},{"$error":"#VALUE!"},{"$error":"#VALUE!"},{"$error":"#VALUE!"},{"$error":"#VALUE!"},{"$error":"#VALUE!"},{"$error":"#VALUE!"},{"$error":"#VALUE!"},{"$error":"#VALUE!"},{"$error":"#VALUE!"},{"$error":"#VALUE!"},{"$error":"#VALUE!"},{"$error":"#VALUE!"},{"$error":"#VALUE!"},{"$error":"#VALUE!"},{"$error":"#VALUE!"},{"$error":"#VALUE!"},{"$error":"#VALUE!"},{"$error":"#VALUE!"},{"$error":"#VALUE!"},{"$error":"#VALUE!"},{"$error":"#VALUE!"},{"$error":"#VALUE!"},{"$error":"#VALUE!"},{"$error":"#VALUE!"},{"$error":"#VALUE!"},{"$error":"#VALUE!"},{"$error":"#VALUE!"},{"$error":"#VALUE!"},{"$error":"#VALUE!"},{"$error":"#VALUE!"},{"$error":"#VALUE!"}]
[null,null,null,null,null,null,null,null,null,null,null,null,null,null,null,null,null,null,null,null,null,null,null,null,null,null,null,null,null,null,null,null,null,null,null,null,null,null,null,null,null,null,null,null,null,null,null,null,null,null,null,null,{"$error":"#VALUE!"},{"$error":"#VALUE!"},{"$error":"#VALUE!"},{"$error":"#VALUE!"},{"$error":"#VALUE!"},{"$error":"#VALUE!"},{"$error":"#VALUE!"},{"$error":"#VALUE!"},{"$error":"#VALUE!"},{"$error":"#VALUE!"},{"$error":"#VALUE!"},{"$error":"#VALUE!"},{"$error":"#VALUE!"},{"$error":"#VALUE!"},{"$error":"#VALUE!"},{"$error":"#VALUE!"},{"$error":"#VALUE!"},{"$error":"#VALUE!"},{"$error":"#VALUE!"},{"$error":"#VALUE!"},{"$error":"#VALUE!"},{"$error":"#VALUE!"},{"$error":"#VALUE!"},{"$error":"#VALUE!"},{"$error":"#VALUE!"},{"$error":"#VALUE!"},{"$error":"#VALUE!"},{"$error":"#VALUE!"},{"$error":"#VALUE!"},{"$error":"#VALUE!"},{"$error":"#VALUE!"},{"$error":"#VALUE!"},{"$error":"#VALUE!"},{"$error":"#VALUE!"},{"$error":"#VALUE!"}]
[null,null,null,null,null,null,null,null,null,null,null,null,null,null,null,null,null,null,null,null,null,null,null,null,null,null,null,null,null,null,null,null,null,null,null,null,null,null,null,null,null,null,null,null,null,null,null,null,null,null,null,null,{"$error":"#VALUE!"},{"$error":"#VALUE!"},{"$error":"#VALUE!"},{"$error":"#VALUE!"},{"$error":"#VALUE!"},{"$error":"#VALUE!"},{"$error":"#VALUE!"},{"$error":"#VALUE!"},{"$error":"#VALUE!"},{"$error":"#VALUE!"},{"$error":"#VALUE!"},{"$error":"#VALUE!"},{"$error":"#VALUE!"},{"$error":"#VALUE!"},{"$error":"#VALUE!"},{"$error":"#VALUE!"},{"$error":"#VALUE!"},{"$error":"#VALUE!"},{"$error":"#VALUE!"},{"$error":"#VALUE!"},{"$error":"#VALUE!"},{"$error":"#VALUE!"},{"$error":"#VALUE!"},{"$error":"#VALUE!"},{"$error":"#VALUE!"},{"$error":"#VALUE!"},{"$error":"#VALUE!"},{"$error":"#VALUE!"},{"$error":"#VALUE!"},{"$error":"#VALUE!"},{"$error":"#VALUE!"},{"$error":"#VALUE!"},{"$error":"#VALUE!"},{"$error":"#VALUE!"},{"$error":"#VALUE!"}]
[null,null,null,null,null,null,null,null,null,null,null,null,null,null,null,null,null,null,null,null,null,null,null,null,null,null,null,null,null,null,null,null,null,null,null,null,null,null,null,null,null,null,null,null,null,null,null,null,null,null,null,null,{"$error":"#VALUE!"},{"$error":"#VALUE!"},{"$error":"#VALUE!"},{"$error":"#VALUE!"},{"$error":"#VALUE!"},{"$error":"#VALUE!"},{"$error":"#VALUE!"},{"$error":"#VALUE!"},{"$error":"#VALUE!"},{"$error":"#VALUE!"},{"$error":"#VALUE!"},{"$error":"#VALUE!"},{"$error":"#VALUE!"},{"$error":"#VALUE!"},{"$error":"#VALUE!"},{"$error":"#VALUE!"},{"$error":"#VALUE!"},{"$error":"#VALUE!"},{"$error":"#VALUE!"},{"$error":"#VALUE!"},{"$error":"#VALUE!"},{"$error":"#VALUE!"},{"$error":"#VALUE!"},{"$error":"#VALUE!"},{"$error":"#VALUE!"},{"$error":"#VALUE!"},{"$error":"#VALUE!"},{"$error":"#VALUE!"},{"$error":"#VALUE!"},{"$error":"#VALUE!"},{"$error":"#VALUE!"},{"$error":"#VALUE!"},{"$error":"#VALUE!"},{"$error":"#VALUE!"},{"$error":"#VALUE!"}]
[null,null,null,null,null,null,null,null,null,null,null,null,null,null,null,null,null,null,null,null,null,null,null,null,null,null,null,null,null,null,null,null,null,null,null,null,null,null,null,null,null,null,null,null,null,null,null,null,null,null,null,null,{"$error":"#VALUE!"},{"$error":"#VALUE!"},{"$error":"#VALUE!"},{"$error":"#VALUE!"},{"$error":"#VALUE!"},{"$error":"#VALUE!"},{"$error":"#VALUE!"},{"$error":"#VALUE!"},{"$error":"#VALUE!"},{"$error":"#VALUE!"},{"$error":"#VALUE!"},{"$error":"#VALUE!"},{"$error":"#VALUE!"},{"$error":"#VALUE!"},{"$error":"#VALUE!"},{"$error":"#VALUE!"},{"$error":"#VALUE!"},{"$error":"#VALUE!"},{"$error":"#VALUE!"},{"$error":"#VALUE!"},{"$error":"#VALUE!"},{"$error":"#VALUE!"},{"$error":"#VALUE!"},{"$error":"#VALUE!"},{"$error":"#VALUE!"},{"$error":"#VALUE!"},{"$error":"#VALUE!"},{"$error":"#VALUE!"},{"$error":"#VALUE!"},{"$error":"#VALUE!"},{"$error":"#VALUE!"},{"$error":"#VALUE!"},{"$error":"#VALUE!"},{"$error":"#VALUE!"},{"$error":"#VALUE!"}]
[null,null,null,null,null,null,null,null,null,null,null,null,null,null,null,null,null,null,null,null,null,null,null,null,null,null,null,null,null,null,null,null,null,null,null,null,null,null,null,null,null,null,null,null,null,null,null,null,null,null,null,null,{"$error":"#VALUE!"},{"$error":"#VALUE!"},{"$error":"#VALUE!"},{"$error":"#VALUE!"},{"$error":"#VALUE!"},{"$error":"#VALUE!"},{"$error":"#VALUE!"},{"$error":"#VALUE!"},{"$error":"#VALUE!"},{"$error":"#VALUE!"},{"$error":"#VALUE!"},{"$error":"#VALUE!"},{"$error":"#VALUE!"},{"$error":"#VALUE!"},{"$error":"#VALUE!"},{"$error":"#VALUE!"},{"$error":"#VALUE!"},{"$error":"#VALUE!"},{"$error":"#VALUE!"},{"$error":"#VALUE!"},{"$error":"#VALUE!"},{"$error":"#VALUE!"},{"$error":"#VALUE!"},{"$error":"#VALUE!"},{"$error":"#VALUE!"},{"$error":"#VALUE!"},{"$error":"#VALUE!"},{"$f":"IF($BC128=\"\",\"\",IF(CB$108>$BB$94,\"\",IF($BA128-CB$108<=0,\"\",(0.6*($BB$104/144)*(2*32.2*($BA128-CB$108))^0.5))))","v":{"$error":"#VALUE!"}},{"$error":"#VALUE!"},{"$error":"#VALUE!"},{"$error":"#VALUE!"},{"$error":"#VALUE!"},{"$error":"#VALUE!"},{"$error":"#VALUE!"},{"$error":"#VALUE!"}]
[null,null,null,null,null,null,null,null,null,null,null,null,null,null,null,null,null,null,null,null,null,null,null,null,null,null,null,null,null,null,null,null,null,null,null,null,null,null,null,null,null,null,null,null,null,null,null,null,null,null,null,null,{"$error":"#VALUE!"},{"$error":"#VALUE!"},{"$error":"#VALUE!"},{"$error":"#VALUE!"},{"$f":"IF($BC129=\"\",\"\",IF(BE$108>$BB$94,\"\",IF($BA129-BE$108<=0,\"\",(0.6*($BB$104/144)*(2*32.2*($BA129-BE$108))^0.5))))","v":{"$error":"#VALUE!"}},{"$error":"#VALUE!"},{"$error":"#VALUE!"},{"$error":"#VALUE!"},{"$error":"#VALUE!"},{"$error":"#VALUE!"},{"$error":"#VALUE!"},{"$error":"#VALUE!"},{"$error":"#VALUE!"},{"$error":"#VALUE!"},{"$f":"IF($BC129=\"\",\"\",IF(BO$108>$BB$94,\"\",IF($BA129-BO$108<=0,\"\",(0.6*($BB$104/144)*(2*32.2*($BA129-BO$108))^0.5))))","v":{"$error":"#VALUE!"}},{"$error":"#VALUE!"},{"$error":"#VALUE!"},{"$error":"#VALUE!"},{"$error":"#VALUE!"},{"$error":"#VALUE!"},{"$error":"#VALUE!"},{"$error":"#VALUE!"},{"$error":"#VALUE!"},{"$error":"#VALUE!"},{"$error":"#VALUE!"},{"$error":"#VALUE!"},{"$error":"#VALUE!"},{"$error":"#VALUE!"},{"$error":"#VALUE!"},{"$error":"#VALUE!"},{"$error":"#VALUE!"},{"$error":"#VALUE!"},{"$error":"#VALUE!"},{"$error":"#VALUE!"},{"$error":"#VALUE!"}]
[null,null,null,null,null,null,null,null,null,null,null,null,null,null,null,null,null,null,null,null,null,null,null,null,null,null,null,null,null,null,null,null,null,null,null,null,null,null,null,null,null,null,null,null,null,null,null,null,null,null,null,null,{"$error":"#VALUE!"},{"$error":"#VALUE!"},{"$error":"#VALUE!"},{"$error":"#VALUE!"},{"$error":"#VALUE!"},{"$error":"#VALUE!"},{"$error":"#VALUE!"},{"$error":"#VALUE!"},{"$error":"#VALUE!"},{"$error":"#VALUE!"},{"$error":"#VALUE!"},{"$error":"#VALUE!"},{"$error":"#VALUE!"},{"$error":"#VALUE!"},{"$error":"#VALUE!"},{"$error":"#VALUE!"},{"$error":"#VALUE!"},{"$error":"#VALUE!"},{"$error":"#VALUE!"},{"$error":"#VALUE!"},{"$error":"#VALUE!"},{"$error":"#VALUE!"},{"$error":"#VALUE!"},{"$error":"#VALUE!"},{"$error":"#VALUE!"},{"$error":"#VALUE!"},{"$error":"#VALUE!"},{"$error":"#VALUE!"},{"$error":"#VALUE!"},{"$error":"#VALUE!"},{"$error":"#VALUE!"},{"$error":"#VALUE!"},{"$error":"#VALUE!"},{"$error":"#VALUE!"},{"$error":"#VALUE!"}]
[null,null,null,null,null,null,null,null,null,null,null,null,null,null,null,null,null,null,null,null,null,null,null,null,null,null,null,null,null,null,null,null,null,null,null,null,null,null,null,null,null,null,null,null,null,null,null,null,null,null,null,null,{"$error":"#VALUE!"},{"$error":"#VALUE!"},{"$error":"#VALUE!"},{"$error":"#VALUE!"},{"$error":"#VALUE!"},{"$error":"#VALUE!"},{"$error":"#VALUE!"},{"$error":"#VALUE!"},{"$error":"#VALUE!"},{"$error":"#VALUE!"},{"$error":"#VALUE!"},{"$error":"#VALUE!"},{"$error":"#VALUE!"},{"$error":"#VALUE!"},{"$error":"#VALUE!"},{"$error":"#VALUE!"},{"$error":"#VALUE!"},{"$error":"#VALUE!"},{"$error":"#VALUE!"},{"$error":"#VALUE!"},{"$error":"#VALUE!"},{"$error":"#VALUE!"},{"$error":"#VALUE!"},{"$error":"#VALUE!"},{"$error":"#VALUE!"},{"$error":"#VALUE!"},{"$error":"#VALUE!"},{"$error":"#VALUE!"},{"$error":"#VALUE!"},{"$error":"#VALUE!"},{"$error":"#VALUE!"},{"$error":"#VALUE!"},{"$error":"#VALUE!"},{"$error":"#VALUE!"},{"$error":"#VALUE!"}]
[null,null,null,null,null,null,null,null,null,null,null,null,null,null,null,null,null,null,null,null,null,null,null,null,null,null,null,null,null,null,null,null,null,null,null,null,null,null,null,null,null,null,null,null,null,null,null,null,null,null,null,null,{"$error":"#VALUE!"},{"$error":"#VALUE!"},{"$error":"#VALUE!"},{"$error":"#VALUE!"},{"$error":"#VALUE!"},{"$error":"#VALUE!"},{"$error":"#VALUE!"},{"$error":"#VALUE!"},{"$error":"#VALUE!"},{"$error":"#VALUE!"},{"$error":"#VALUE!"},{"$error":"#VALUE!"},{"$error":"#VALUE!"},{"$error":"#VALUE!"},{"$error":"#VALUE!"},{"$error":"#VALUE!"},{"$error":"#VALUE!"},{"$error":"#VALUE!"},{"$error":"#VALUE!"},{"$error":"#VALUE!"},{"$error":"#VALUE!"},{"$error":"#VALUE!"},{"$error":"#VALUE!"},{"$error":"#VALUE!"},{"$error":"#VALUE!"},{"$error":"#VALUE!"},{"$error":"#VALUE!"},{"$error":"#VALUE!"},{"$error":"#VALUE!"},{"$error":"#VALUE!"},{"$error":"#VALUE!"},{"$error":"#VALUE!"},{"$error":"#VALUE!"},{"$error":"#VALUE!"},{"$error":"#VALUE!"}]
[null,null,null,null,null,null,null,null,null,null,null,null,null,null,null,null,null,null,null,null,null,null,null,null,null,null,null,null,null,null,null,null,null,null,null,null,null,null,null,null,null,null,null,null,null,null,null,null,null,null,null,null,{"$error":"#VALUE!"},{"$error":"#VALUE!"},{"$error":"#VALUE!"},{"$error":"#VALUE!"},{"$error":"#VALUE!"},{"$error":"#VALUE!"},{"$error":"#VALUE!"},{"$error":"#VALUE!"},{"$error":"#VALUE!"},{"$error":"#VALUE!"},{"$error":"#VALUE!"},{"$error":"#VALUE!"},{"$error":"#VALUE!"},{"$error":"#VALUE!"},{"$error":"#VALUE!"},{"$error":"#VALUE!"},{"$error":"#VALUE!"},{"$error":"#VALUE!"},{"$error":"#VALUE!"},{"$error":"#VALUE!"},{"$error":"#VALUE!"},{"$error":"#VALUE!"},{"$error":"#VALUE!"},{"$error":"#VALUE!"},{"$error":"#VALUE!"},{"$error":"#VALUE!"},{"$error":"#VALUE!"},{"$error":"#VALUE!"},{"$error":"#VALUE!"},{"$error":"#VALUE!"},{"$error":"#VALUE!"},{"$error":"#VALUE!"},{"$error":"#VALUE!"},{"$error":"#VALUE!"},{"$error":"#VALUE!"}]
[null,null,null,null,null,null,null,null,null,null,null,null,null,null,null,null,null,null,null,null,null,null,null,null,null,null,null,null,null,null,null,null,null,null,null,null,null,null,null,null,null,null,null,null,null,null,null,null,null,null,null,null,{"$error":"#VALUE!"},{"$error":"#VALUE!"},{"$error":"#VALUE!"},{"$error":"#VALUE!"},{"$error":"#VALUE!"},{"$error":"#VALUE!"},{"$error":"#VALUE!"},{"$error":"#VALUE!"},{"$error":"#VALUE!"},{"$error":"#VALUE!"},{"$error":"#VALUE!"},{"$error":"#VALUE!"},{"$error":"#VALUE!"},{"$error":"#VALUE!"},{"$error":"#VALUE!"},{"$error":"#VALUE!"},{"$error":"#VALUE!"},{"$error":"#VALUE!"},{"$error":"#VALUE!"},{"$error":"#VALUE!"},{"$error":"#VALUE!"},{"$error":"#VALUE!"},{"$error":"#VALUE!"},{"$error":"#VALUE!"},{"$error":"#VALUE!"},{"$error":"#VALUE!"},{"$error":"#VALUE!"},{"$error":"#VALUE!"},{"$error":"#VALUE!"},{"$error":"#VALUE!"},{"$error":"#VALUE!"},{"$error":"#VALUE!"},{"$error":"#VALUE!"},{"$error":"#VALUE!"},{"$error":"#VALUE!"}]
[null,null,null,null,null,null,null,null,null,null,null,null,null,null,null,null,null,null,null,null,null,null,null,null,null,null,null,null,null,null,null,null,null,null,null,null,null,null,null,null,null,null,null,null,null,null,null,null,null,null,null,null,{"$error":"#VALUE!"},{"$error":"#VALUE!"},{"$error":"#VALUE!"},{"$error":"#VALUE!"},{"$error":"#VALUE!"},{"$error":"#VALUE!"},{"$error":"#VALUE!"},{"$error":"#VALUE!"},{"$error":"#VALUE!"},{"$error":"#VALUE!"},{"$error":"#VALUE!"},{"$error":"#VALUE!"},{"$error":"#VALUE!"},{"$error":"#VALUE!"},{"$error":"#VALUE!"},{"$error":"#VALUE!"},{"$error":"#VALUE!"},{"$error":"#VALUE!"},{"$error":"#VALUE!"},{"$error":"#VALUE!"},{"$error":"#VALUE!"},{"$error":"#VALUE!"},{"$error":"#VALUE!"},{"$error":"#VALUE!"},{"$error":"#VALUE!"},{"$error":"#VALUE!"},{"$error":"#VALUE!"},{"$error":"#VALUE!"},{"$error":"#VALUE!"},{"$error":"#VALUE!"},{"$error":"#VALUE!"},{"$error":"#VALUE!"},{"$error":"#VALUE!"},{"$error":"#VALUE!"},{"$error":"#VALUE!"}]
[null,null,null,null,null,null,null,null,null,null,null,null,null,null,null,null,null,null,null,null,null,null,null,null,null,null,null,null,null,null,null,null,null,null,null,null,null,null,null,null,null,null,null,null,null,null,null,null,null,null,null,null,{"$error":"#VALUE!"},{"$error":"#VALUE!"},{"$error":"#VALUE!"},{"$error":"#VALUE!"},{"$error":"#VALUE!"},{"$error":"#VALUE!"},{"$error":"#VALUE!"},{"$error":"#VALUE!"},{"$error":"#VALUE!"},{"$error":"#VALUE!"},{"$error":"#VALUE!"},{"$error":"#VALUE!"},{"$error":"#VALUE!"},{"$error":"#VALUE!"},{"$error":"#VALUE!"},{"$error":"#VALUE!"},{"$error":"#VALUE!"},{"$error":"#VALUE!"},{"$error":"#VALUE!"},{"$error":"#VALUE!"},{"$error":"#VALUE!"},{"$error":"#VALUE!"},{"$error":"#VALUE!"},{"$error":"#VALUE!"},{"$error":"#VALUE!"},{"$error":"#VALUE!"},{"$error":"#VALUE!"},{"$error":"#VALUE!"},{"$error":"#VALUE!"},{"$error":"#VALUE!"},{"$error":"#VALUE!"},{"$error":"#VALUE!"},{"$error":"#VALUE!"},{"$error":"#VALUE!"},{"$error":"#VALUE!"}]
[null,null,null,null,null,null,null,null,null,null,null,null,null,null,null,null,null,null,null,null,null,null,null,null,null,null,null,null,null,null,null,null,null,null,null,null,null,null,null,null,null,null,null,null,null,null,null,null,null,null,null,null,{"$error":"#VALUE!"},{"$error":"#VALUE!"},{"$error":"#VALUE!"},{"$error":"#VALUE!"},{"$error":"#VALUE!"},{"$error":"#VALUE!"},{"$error":"#VALUE!"},{"$error":"#VALUE!"},{"$error":"#VALUE!"},{"$error":"#VALUE!"},{"$error":"#VALUE!"},{"$error":"#VALUE!"},{"$error":"#VALUE!"},{"$error":"#VALUE!"},{"$error":"#VALUE!"},{"$error":"#VALUE!"},{"$error":"#VALUE!"},{"$error":"#VALUE!"},{"$error":"#VALUE!"},{"$error":"#VALUE!"},{"$error":"#VALUE!"},{"$error":"#VALUE!"},{"$error":"#VALUE!"},{"$error":"#VALUE!"},{"$error":"#VALUE!"},{"$error":"#VALUE!"},{"$error":"#VALUE!"},{"$error":"#VALUE!"},{"$error":"#VALUE!"},{"$error":"#VALUE!"},{"$error":"#VALUE!"},{"$error":"#VALUE!"},{"$error":"#VALUE!"},{"$error":"#VALUE!"},{"$error":"#VALUE!"}]
[null,null,null,null,null,null,null,null,null,null,null,null,null,null,null,null,null,null,null,null,null,null,null,null,null,null,null,null,null,null,null,null,null,null,null,null,null,null,null,null,null,null,null,null,null,null,null,null,null,null,null,null,{"$error":"#VALUE!"},{"$error":"#VALUE!"},{"$error":"#VALUE!"},{"$error":"#VALUE!"},{"$error":"#VALUE!"},{"$error":"#VALUE!"},{"$error":"#VALUE!"},{"$error":"#VALUE!"},{"$error":"#VALUE!"},{"$error":"#VALUE!"},{"$error":"#VALUE!"},{"$error":"#VALUE!"},{"$error":"#VALUE!"},{"$error":"#VALUE!"},{"$error":"#VALUE!"},{"$error":"#VALUE!"},{"$error":"#VALUE!"},{"$error":"#VALUE!"},{"$error":"#VALUE!"},{"$error":"#VALUE!"},{"$error":"#VALUE!"},{"$error":"#VALUE!"},{"$error":"#VALUE!"},{"$error":"#VALUE!"},{"$error":"#VALUE!"},{"$error":"#VALUE!"},{"$error":"#VALUE!"},{"$f":"IF($BC138=\"\",\"\",IF(CB$108>$BB$94,\"\",IF($BA138-CB$108<=0,\"\",(0.6*($BB$104/144)*(2*32.2*($BA138-CB$108))^0.5))))","v":{"$error":"#VALUE!"}},{"$error":"#VALUE!"},{"$error":"#VALUE!"},{"$error":"#VALUE!"},{"$error":"#VALUE!"},{"$error":"#VALUE!"},{"$error":"#VALUE!"},{"$error":"#VALUE!"}]
[null,null,null,null,null,null,null,null,null,null,null,null,null,null,null,null,null,null,null,null,null,null,null,null,null,null,null,null,null,null,null,null,null,null,null,null,null,null,null,null,null,null,null,null,null,null,null,null,null,null,null,null,{"$error":"#VALUE!"},{"$error":"#VALUE!"},{"$error":"#VALUE!"},{"$error":"#VALUE!"},{"$f":"IF($BC139=\"\",\"\",IF(BE$108>$BB$94,\"\",IF($BA139-BE$108<=0,\"\",(0.6*($BB$104/144)*(2*32.2*($BA139-BE$108))^0.5))))","v":{"$error":"#VALUE!"}},{"$error":"#VALUE!"},{"$error":"#VALUE!"},{"$error":"#VALUE!"},{"$error":"#VALUE!"},{"$error":"#VALUE!"},{"$error":"#VALUE!"},{"$error":"#VALUE!"},{"$error":"#VALUE!"},{"$error":"#VALUE!"},{"$f":"IF($BC139=\"\",\"\",IF(BO$108>$BB$94,\"\",IF($BA139-BO$108<=0,\"\",(0.6*($BB$104/144)*(2*32.2*($BA139-BO$108))^0.5))))","v":{"$error":"#VALUE!"}},{"$error":"#VALUE!"},{"$error":"#VALUE!"},{"$error":"#VALUE!"},{"$error":"#VALUE!"},{"$error":"#VALUE!"},{"$error":"#VALUE!"},{"$error":"#VALUE!"},{"$error":"#VALUE!"},{"$error":"#VALUE!"},{"$error":"#VALUE!"},{"$error":"#VALUE!"},{"$error":"#VALUE!"},{"$error":"#VALUE!"},{"$error":"#VALUE!"},{"$error":"#VALUE!"},{"$error":"#VALUE!"},{"$error":"#VALUE!"},{"$error":"#VALUE!"},{"$error":"#VALUE!"},{"$error":"#VALUE!"}]
[null,null,null,null,null,null,null,null,null,null,null,null,null,null,null,null,null,null,null,null,null,null,null,null,null,null,null,null,null,null,null,null,null,null,null,null,null,null,null,null,null,null,null,null,null,null,null,null,null,null,null,null,{"$error":"#VALUE!"},{"$error":"#VALUE!"},{"$error":"#VALUE!"},{"$error":"#VALUE!"},{"$error":"#VALUE!"},{"$error":"#VALUE!"},{"$error":"#VALUE!"},{"$error":"#VALUE!"},{"$error":"#VALUE!"},{"$error":"#VALUE!"},{"$error":"#VALUE!"},{"$error":"#VALUE!"},{"$error":"#VALUE!"},{"$error":"#VALUE!"},{"$error":"#VALUE!"},{"$error":"#VALUE!"},{"$error":"#VALUE!"},{"$error":"#VALUE!"},{"$error":"#VALUE!"},{"$error":"#VALUE!"},{"$error":"#VALUE!"},{"$error":"#VALUE!"},{"$error":"#VALUE!"},{"$error":"#VALUE!"},{"$error":"#VALUE!"},{"$error":"#VALUE!"},{"$error":"#VALUE!"},{"$error":"#VALUE!"},{"$error":"#VALUE!"},{"$error":"#VALUE!"},{"$error":"#VALUE!"},{"$error":"#VALUE!"},{"$error":"#VALUE!"},{"$error":"#VALUE!"},{"$error":"#VALUE!"}]
[null,null,null,null,null,null,null,null,null,null,null,null,null,null,null,null,null,null,null,null,null,null,null,null,null,null,null,null,null,null,null,null,null,null,null,null,null,null,null,null,null,null,null,null,null,null,null,null,null,null,null,null,{"$error":"#VALUE!"},{"$f":"IF(BA141=\"\",\"\",(($BG$34+2*$L$36*(BA141-$BA$109))*($BG$35+2*$L$36*(BA141-$BA$109))))","v":{"$error":"#VALUE!"}},{"$error":"#VALUE!"},{"$error":"#VALUE!"},{"$error":"#VALUE!"},{"$error":"#VALUE!"},{"$error":"#VALUE!"},{"$error":"#VALUE!"},{"$error":"#VALUE!"},{"$error":"#VALUE!"},{"$error":"#VALUE!"},{"$error":"#VALUE!"},{"$error":"#VALUE!"},{"$error":"#VALUE!"},{"$error":"#VALUE!"},{"$error":"#VALUE!"},{"$error":"#VALUE!"},{"$error":"#VALUE!"},{"$error":"#VALUE!"},{"$error":"#VALUE!"},{"$error":"#VALUE!"},{"$error":"#VALUE!"},{"$error":"#VALUE!"},{"$error":"#VALUE!"},{"$error":"#VALUE!"},{"$error":"#VALUE!"},{"$error":"#VALUE!"},{"$error":"#VALUE!"},{"$error":"#VALUE!"},{"$error":"#VALUE!"},{"$error":"#VALUE!"},{"$error":"#VALUE!"},{"$error":"#VALUE!"},{"$error":"#VALUE!"},{"$error":"#VALUE!"}]
[null,null,null,null,null,null,null,null,null,null,null,null,null,null,null,null,null,null,null,null,null,null,null,null,null,null,null,null,null,null,null,null,null,null,null,null,null,null,null,null,null,null,null,null,null,null,null,null,null,null,null,null,{"$error":"#VALUE!"},{"$error":"#VALUE!"},{"$error":"#VALUE!"},{"$error":"#VALUE!"},{"$error":"#VALUE!"},{"$error":"#VALUE!"},{"$error":"#VALUE!"},{"$error":"#VALUE!"},{"$error":"#VALUE!"},{"$error":"#VALUE!"},{"$error":"#VALUE!"},{"$error":"#VALUE!"},{"$error":"#VALUE!"},{"$error":"#VALUE!"},{"$error":"#VALUE!"},{"$error":"#VALUE!"},{"$error":"#VALUE!"},{"$error":"#VALUE!"},{"$error":"#VALUE!"},{"$error":"#VALUE!"},{"$error":"#VALUE!"},{"$error":"#VALUE!"},{"$error":"#VALUE!"},{"$error":"#VALUE!"},{"$error":"#VALUE!"},{"$error":"#VALUE!"},{"$error":"#VALUE!"},{"$error":"#VALUE!"},{"$error":"#VALUE!"},{"$error":"#VALUE!"},{"$error":"#VALUE!"},{"$error":"#VALUE!"},{"$error":"#VALUE!"},{"$error":"#VALUE!"},{"$error":"#VALUE!"}]
[null,null,null,null,null,null,null,null,null,null,null,null,null,null,null,null,null,null,null,null,null,null,null,null,null,null,null,null,null,null,null,null,null,null,null,null,null,null,null,null,null,null,null,null,null,null,null,null,null,null,null,null,{"$error":"#VALUE!"},{"$error":"#VALUE!"},{"$error":"#VALUE!"},{"$error":"#VALUE!"},{"$error":"#VALUE!"},{"$error":"#VALUE!"},{"$error":"#VALUE!"},{"$error":"#VALUE!"},{"$error":"#VALUE!"},{"$error":"#VALUE!"},{"$error":"#VALUE!"},{"$error":"#VALUE!"},{"$error":"#VALUE!"},{"$error":"#VALUE!"},{"$error":"#VALUE!"},{"$error":"#VALUE!"},{"$error":"#VALUE!"},{"$error":"#VALUE!"},{"$error":"#VALUE!"},{"$error":"#VALUE!"},{"$error":"#VALUE!"},{"$error":"#VALUE!"},{"$error":"#VALUE!"},{"$error":"#VALUE!"},{"$error":"#VALUE!"},{"$error":"#VALUE!"},{"$error":"#VALUE!"},{"$error":"#VALUE!"},{"$error":"#VALUE!"},{"$error":"#VALUE!"},{"$error":"#VALUE!"},{"$error":"#VALUE!"},{"$error":"#VALUE!"},{"$error":"#VALUE!"},{"$error":"#VALUE!"}]
[null,null,null,null,null,null,null,null,null,null,null,null,null,null,null,null,null,null,null,null,null,null,null,null,null,null,null,null,null,null,null,null,null,null,null,null,null,null,null,null,null,null,null,null,null,null,null,null,null,null,null,null,{"$error":"#VALUE!"},{"$error":"#VALUE!"},{"$error":"#VALUE!"},{"$error":"#VALUE!"},{"$error":"#VALUE!"},{"$error":"#VALUE!"},{"$error":"#VALUE!"},{"$error":"#VALUE!"},{"$error":"#VALUE!"},{"$error":"#VALUE!"},{"$error":"#VALUE!"},{"$error":"#VALUE!"},{"$error":"#VALUE!"},{"$error":"#VALUE!"},{"$error":"#VALUE!"},{"$error":"#VALUE!"},{"$error":"#VALUE!"},{"$error":"#VALUE!"},{"$error":"#VALUE!"},{"$error":"#VALUE!"},{"$error":"#VALUE!"},{"$error":"#VALUE!"},{"$error":"#VALUE!"},{"$error":"#VALUE!"},{"$error":"#VALUE!"},{"$error":"#VALUE!"},{"$error":"#VALUE!"},{"$error":"#VALUE!"},{"$error":"#VALUE!"},{"$error":"#VALUE!"},{"$error":"#VALUE!"},{"$error":"#VALUE!"},{"$error":"#VALUE!"},{"$error":"#VALUE!"},{"$error":"#VALUE!"}]
[null,null,null,null,null,null,null,null,null,null,null,null,null,null,null,null,null,null,null,null,null,null,null,null,null,null,null,null,null,null,null,null,null,null,null,null,null,null,null,null,null,null,null,null,null,null,null,null,null,null,null,null,{"$error":"#VALUE!"},{"$error":"#VALUE!"},{"$error":"#VALUE!"},{"$error":"#VALUE!"},{"$error":"#VALUE!"},{"$error":"#VALUE!"},{"$error":"#VALUE!"},{"$error":"#VALUE!"},{"$error":"#VALUE!"},{"$error":"#VALUE!"},{"$error":"#VALUE!"},{"$error":"#VALUE!"},{"$error":"#VALUE!"},{"$error":"#VALUE!"},{"$error":"#VALUE!"},{"$error":"#VALUE!"},{"$error":"#VALUE!"},{"$error":"#VALUE!"},{"$error":"#VALUE!"},{"$error":"#VALUE!"},{"$error":"#VALUE!"},{"$error":"#VALUE!"},{"$error":"#VALUE!"},{"$error":"#VALUE!"},{"$error":"#VALUE!"},{"$error":"#VALUE!"},{"$error":"#VALUE!"},{"$error":"#VALUE!"},{"$error":"#VALUE!"},{"$error":"#VALUE!"},{"$error":"#VALUE!"},{"$error":"#VALUE!"},{"$error":"#VALUE!"},{"$error":"#VALUE!"},{"$error":"#VALUE!"}]
[null,null,null,null,null,null,null,null,null,null,null,null,null,null,null,null,null,null,null,null,null,null,null,null,null,null,null,null,null,null,null,null,null,null,null,null,null,null,null,null,null,null,null,null,null,null,null,null,null,null,null,null,{"$error":"#VALUE!"},{"$error":"#VALUE!"},{"$error":"#VALUE!"},{"$error":"#VALUE!"},{"$error":"#VALUE!"},{"$error":"#VALUE!"},{"$error":"#VALUE!"},{"$error":"#VALUE!"},{"$error":"#VALUE!"},{"$error":"#VALUE!"},{"$error":"#VALUE!"},{"$error":"#VALUE!"},{"$error":"#VALUE!"},{"$error":"#VALUE!"},{"$error":"#VALUE!"},{"$error":"#VALUE!"},{"$error":"#VALUE!"},{"$error":"#VALUE!"},{"$error":"#VALUE!"},{"$error":"#VALUE!"},{"$error":"#VALUE!"},{"$error":"#VALUE!"},{"$error":"#VALUE!"},{"$error":"#VALUE!"},{"$error":"#VALUE!"},{"$error":"#VALUE!"},{"$error":"#VALUE!"},{"$error":"#VALUE!"},{"$error":"#VALUE!"},{"$error":"#VALUE!"},{"$error":"#VALUE!"},{"$error":"#VALUE!"},{"$error":"#VALUE!"},{"$error":"#VALUE!"},{"$error":"#VALUE!"}]
[null,null,null,null,null,null,null,null,null,null,null,null,null,null,null,null,null,null,null,null,null,null,null,null,null,null,null,null,null,null,null,null,null,null,null,null,null,null,null,null,null,null,null,null,null,null,null,null,null,null,null,null,{"$error":"#VALUE!"},{"$error":"#VALUE!"},{"$error":"#VALUE!"},{"$error":"#VALUE!"},{"$error":"#VALUE!"},{"$error":"#VALUE!"},{"$error":"#VALUE!"},{"$error":"#VALUE!"},{"$error":"#VALUE!"},{"$error":"#VALUE!"},{"$error":"#VALUE!"},{"$error":"#VALUE!"},{"$error":"#VALUE!"},{"$error":"#VALUE!"},{"$error":"#VALUE!"},{"$error":"#VALUE!"},{"$error":"#VALUE!"},{"$error":"#VALUE!"},{"$error":"#VALUE!"},{"$error":"#VALUE!"},{"$error":"#VALUE!"},{"$error":"#VALUE!"},{"$error":"#VALUE!"},{"$error":"#VALUE!"},{"$error":"#VALUE!"},{"$error":"#VALUE!"},{"$error":"#VALUE!"},{"$error":"#VALUE!"},{"$error":"#VALUE!"},{"$error":"#VALUE!"},{"$error":"#VALUE!"},{"$error":"#VALUE!"},{"$error":"#VALUE!"},{"$error":"#VALUE!"},{"$error":"#VALUE!"}]
[null,null,null,null,null,null,null,null,null,null,null,null,null,null,null,null,null,null,null,null,null,null,null,null,null,null,null,null,null,null,null,null,null,null,null,null,null,null,null,null,null,null,null,null,null,null,null,null,null,null,null,null,{"$error":"#VALUE!"},{"$error":"#VALUE!"},{"$error":"#VALUE!"},{"$error":"#VALUE!"},{"$error":"#VALUE!"},{"$error":"#VALUE!"},{"$error":"#VALUE!"},{"$error":"#VALUE!"},{"$error":"#VALUE!"},{"$error":"#VALUE!"},{"$error":"#VALUE!"},{"$error":"#VALUE!"},{"$error":"#VALUE!"},{"$error":"#VALUE!"},{"$error":"#VALUE!"},{"$error":"#VALUE!"},{"$error":"#VALUE!"},{"$error":"#VALUE!"},{"$error":"#VALUE!"},{"$error":"#VALUE!"},{"$error":"#VALUE!"},{"$error":"#VALUE!"},{"$error":"#VALUE!"},{"$error":"#VALUE!"},{"$error":"#VALUE!"},{"$error":"#VALUE!"},{"$error":"#VALUE!"},{"$error":"#VALUE!"},{"$error":"#VALUE!"},{"$error":"#VALUE!"},{"$error":"#VALUE!"},{"$error":"#VALUE!"},{"$error":"#VALUE!"},{"$error":"#VALUE!"},{"$error":"#VALUE!"}]
[null,null,null,null,null,null,null,null,null,null,null,null,null,null,null,null,null,null,null,null,null,null,null,null,null,null,null,null,null,null,null,null,null,null,null,null,null,null,null,null,null,null,null,null,null,null,null,null,null,null,null,null,{"$error":"#VALUE!"},{"$error":"#VALUE!"},{"$error":"#VALUE!"},{"$error":"#VALUE!"},{"$error":"#VALUE!"},{"$error":"#VALUE!"},{"$error":"#VALUE!"},{"$error":"#VALUE!"},{"$error":"#VALUE!"},{"$error":"#VALUE!"},{"$error":"#VALUE!"},{"$error":"#VALUE!"},{"$error":"#VALUE!"},{"$error":"#VALUE!"},{"$error":"#VALUE!"},{"$error":"#VALUE!"},{"$error":"#VALUE!"},{"$error":"#VALUE!"},{"$error":"#VALUE!"},{"$error":"#VALUE!"},{"$error":"#VALUE!"},{"$error":"#VALUE!"},{"$error":"#VALUE!"},{"$error":"#VALUE!"},{"$error":"#VALUE!"},{"$error":"#VALUE!"},{"$error":"#VALUE!"},{"$error":"#VALUE!"},{"$error":"#VALUE!"},{"$error":"#VALUE!"},{"$error":"#VALUE!"},{"$error":"#VALUE!"},{"$error":"#VALUE!"},{"$error":"#VALUE!"},{"$error":"#VALUE!"}]
[null,null,null,null,null,null,null,null,null,null,null,null,null,null,null,null,null,null,null,null,null,null,null,null,null,null,null,null,null,null,null,null,null,null,null,null,null,null,null,null,null,null,null,null,null,null,null,null,null,null,null,null,{"$error":"#VALUE!"},{"$error":"#VALUE!"},{"$error":"#VALUE!"},{"$error":"#VALUE!"},{"$f":"IF($BC150=\"\",\"\",IF(BE$108>$BB$94,\"\",IF($BA150-BE$108<=0,\"\",(0.6*($BB$104/144)*(2*32.2*($BA150-BE$108))^0.5))))","v":{"$error":"#VALUE!"}},{"$error":"#VALUE!"},{"$error":"#VALUE!"},{"$error":"#VALUE!"},{"$error":"#VALUE!"},{"$error":"#VALUE!"},{"$error":"#VALUE!"},{"$error":"#VALUE!"},{"$error":"#VALUE!"},{"$error":"#VALUE!"},{"$error":"#VALUE!"},{"$error":"#VALUE!"},{"$error":"#VALUE!"},{"$error":"#VALUE!"},{"$f":"IF($BC150=\"\",\"\",IF(BS$108>$BB$94,\"\",IF($BA150-BS$108<=0,\"\",(0.6*($BB$104/144)*(2*32.2*($BA150-BS$108))^0.5))))","v":{"$error":"#VALUE!"}},{"$error":"#VALUE!"},{"$error":"#VALUE!"},{"$error":"#VALUE!"},{"$error":"#VALUE!"},{"$error":"#VALUE!"},{"$error":"#VALUE!"},{"$error":"#VALUE!"},{"$error":"#VALUE!"},{"$error":"#VALUE!"},{"$error":"#VALUE!"},{"$error":"#VALUE!"},{"$error":"#VALUE!"},{"$error":"#VALUE!"},{"$error":"#VALUE!"},{"$error":"#VALUE!"},{"$error":"#VALUE!"}]
[null,null,null,null,null,null,null,null,null,null,null,null,null,null,null,null,null,null,null,null,null,null,null,null,null,null,null,null,null,null,null,null,null,null,null,null,null,null,null,null,null,null,null,null,null,null,null,null,null,null,null,null,{"$error":"#VALUE!"},{"$error":"#VALUE!"},{"$error":"#VALUE!"},{"$f":"IF($BC151=\"\",\"\",IF(BD$108>$BB$94,\"\",IF($BA151-BD$108<=0,\"\",(0.6*($BB$104/144)*(2*32.2*($BA151-BD$108))^0.5))))","v":{"$error":"#VALUE!"}},{"$error":"#VALUE!"},{"$error":"#VALUE!"},{"$error":"#VALUE!"},{"$error":"#VALUE!"},{"$error":"#VALUE!"},{"$error":"#VALUE!"},{"$error":"#VALUE!"},{"$error":"#VALUE!"},{"$error":"#VALUE!"},{"$error":"#VALUE!"},{"$error":"#VALUE!"},{"$error":"#VALUE!"},{"$error":"#VALUE!"},{"$error":"#VALUE!"},{"$error":"#VALUE!"},{"$error":"#VALUE!"},{"$error":"#VALUE!"},{"$error":"#VALUE!"},{"$error":"#VALUE!"},{"$error":"#VALUE!"},{"$error":"#VALUE!"},{"$error":"#VALUE!"},{"$error":"#VALUE!"},{"$error":"#VALUE!"},{"$error":"#VALUE!"},{"$error":"#VALUE!"},{"$error":"#VALUE!"},{"$error":"#VALUE!"},{"$error":"#VALUE!"},{"$error":"#VALUE!"},{"$error":"#VALUE!"}]
[null,null,null,null,null,null,null,null,null,null,null,null,null,null,null,null,null,null,null,null,null,null,null,null,null,null,null,null,null,null,null,null,null,null,null,null,null,null,null,null,null,null,null,null,null,null,null,null,null,null,null,null,{"$error":"#VALUE!"},{"$error":"#VALUE!"},{"$error":"#VALUE!"},{"$error":"#VALUE!"},{"$error":"#VALUE!"},{"$error":"#VALUE!"},{"$error":"#VALUE!"},{"$error":"#VALUE!"},{"$error":"#VALUE!"},{"$error":"#VALUE!"},{"$error":"#VALUE!"},{"$error":"#VALUE!"},{"$error":"#VALUE!"},{"$error":"#VALUE!"},{"$error":"#VALUE!"},{"$error":"#VALUE!"},{"$error":"#VALUE!"},{"$error":"#VALUE!"},{"$error":"#VALUE!"},{"$error":"#VALUE!"},{"$error":"#VALUE!"},{"$error":"#VALUE!"},{"$error":"#VALUE!"},{"$error":"#VALUE!"},{"$error":"#VALUE!"},{"$error":"#VALUE!"},{"$error":"#VALUE!"},{"$error":"#VALUE!"},{"$error":"#VALUE!"},{"$error":"#VALUE!"},{"$error":"#VALUE!"},{"$error":"#VALUE!"},{"$error":"#VALUE!"},{"$error":"#VALUE!"},{"$error":"#VALUE!"}]
[null,null,null,null,null,null,null,null,null,null,null,null,null,null,null,null,null,null,null,null,null,null,null,null,null,null,null,null,null,null,null,null,null,null,null,null,null,null,null,null,null,null,null,null,null,null,null,null,null,null,null,null,{"$error":"#VALUE!"},{"$error":"#VALUE!"},{"$error":"#VALUE!"},{"$error":"#VALUE!"},{"$error":"#VALUE!"},{"$error":"#VALUE!"},{"$error":"#VALUE!"},{"$error":"#VALUE!"},{"$error":"#VALUE!"},{"$error":"#VALUE!"},{"$error":"#VALUE!"},{"$error":"#VALUE!"},{"$error":"#VALUE!"},{"$error":"#VALUE!"},{"$error":"#VALUE!"},{"$error":"#VALUE!"},{"$error":"#VALUE!"},{"$error":"#VALUE!"},{"$error":"#VALUE!"},{"$error":"#VALUE!"},{"$error":"#VALUE!"},{"$error":"#VALUE!"},{"$error":"#VALUE!"},{"$error":"#VALUE!"},{"$error":"#VALUE!"},{"$error":"#VALUE!"},{"$error":"#VALUE!"},{"$error":"#VALUE!"},{"$error":"#VALUE!"},{"$error":"#VALUE!"},{"$error":"#VALUE!"},{"$error":"#VALUE!"},{"$error":"#VALUE!"},{"$error":"#VALUE!"},{"$error":"#VALUE!"}]
[null,null,null,null,null,null,null,null,null,null,null,null,null,null,null,null,null,null,null,null,null,null,null,null,null,null,null,null,null,null,null,null,null,null,null,null,null,null,null,null,null,null,null,null,null,null,null,null,null,null,null,null,{"$error":"#VALUE!"},{"$error":"#VALUE!"},{"$error":"#VALUE!"},{"$error":"#VALUE!"},{"$error":"#VALUE!"},{"$error":"#VALUE!"},{"$error":"#VALUE!"},{"$error":"#VALUE!"},{"$error":"#VALUE!"},{"$error":"#VALUE!"},{"$error":"#VALUE!"},{"$error":"#VALUE!"},{"$error":"#VALUE!"},{"$error":"#VALUE!"},{"$error":"#VALUE!"},{"$error":"#VALUE!"},{"$error":"#VALUE!"},{"$error":"#VALUE!"},{"$error":"#VALUE!"},{"$error":"#VALUE!"},{"$error":"#VALUE!"},{"$error":"#VALUE!"},{"$error":"#VALUE!"},{"$error":"#VALUE!"},{"$error":"#VALUE!"},{"$error":"#VALUE!"},{"$error":"#VALUE!"},{"$error":"#VALUE!"},{"$error":"#VALUE!"},{"$error":"#VALUE!"},{"$error":"#VALUE!"},{"$error":"#VALUE!"},{"$error":"#VALUE!"},{"$error":"#VALUE!"},{"$error":"#VALUE!"}]
[null,null,null,null,null,null,null,null,null,null,null,null,null,null,null,null,null,null,null,null,null,null,null,null,null,null,null,null,null,null,null,null,null,null,null,null,null,null,null,null,null,null,null,null,null,null,null,null,null,null,null,null,{"$error":"#VALUE!"},{"$error":"#VALUE!"},{"$error":"#VALUE!"},{"$error":"#VALUE!"},{"$error":"#VALUE!"},{"$error":"#VALUE!"},{"$error":"#VALUE!"},{"$error":"#VALUE!"},{"$error":"#VALUE!"},{"$error":"#VALUE!"},{"$error":"#VALUE!"},{"$error":"#VALUE!"},{"$error":"#VALUE!"},{"$error":"#VALUE!"},{"$error":"#VALUE!"},{"$error":"#VALUE!"},{"$error":"#VALUE!"},{"$error":"#VALUE!"},{"$error":"#VALUE!"},{"$error":"#VALUE!"},{"$error":"#VALUE!"},{"$error":"#VALUE!"},{"$error":"#VALUE!"},{"$error":"#VALUE!"},{"$error":"#VALUE!"},{"$error":"#VALUE!"},{"$error":"#VALUE!"},{"$error":"#VALUE!"},{"$error":"#VALUE!"},{"$error":"#VALUE!"},{"$error":"#VALUE!"},{"$error":"#VALUE!"},{"$error":"#VALUE!"},{"$error":"#VALUE!"},{"$error":"#VALUE!"}]
[null,null,null,null,null,null,null,null,null,null,null,null,null,null,null,null,null,null,null,null,null,null,null,null,null,null,null,null,null,null,null,null,null,null,null,null,null,null,null,null,null,null,null,null,null,null,null,null,null,null,null,null,{"$error":"#VALUE!"},{"$error":"#VALUE!"},{"$error":"#VALUE!"},{"$error":"#VALUE!"},{"$error":"#VALUE!"},{"$error":"#VALUE!"},{"$error":"#VALUE!"},{"$error":"#VALUE!"},{"$error":"#VALUE!"},{"$error":"#VALUE!"},{"$error":"#VALUE!"},{"$error":"#VALUE!"},{"$error":"#VALUE!"},{"$error":"#VALUE!"},{"$error":"#VALUE!"},{"$error":"#VALUE!"},{"$error":"#VALUE!"},{"$error":"#VALUE!"},{"$error":"#VALUE!"},{"$error":"#VALUE!"},{"$error":"#VALUE!"},{"$error":"#VALUE!"},{"$error":"#VALUE!"},{"$error":"#VALUE!"},{"$error":"#VALUE!"},{"$error":"#VALUE!"},{"$error":"#VALUE!"},{"$error":"#VALUE!"},{"$error":"#VALUE!"},{"$error":"#VALUE!"},{"$error":"#VALUE!"},{"$error":"#VALUE!"},{"$error":"#VALUE!"},{"$error":"#VALUE!"},{"$error":"#VALUE!"}]
[null,null,null,null,null,null,null,null,null,null,null,null,null,null,null,null,null,null,null,null,null,null,null,null,null,null,null,null,null,null,null,null,null,null,null,null,null,null,null,null,null,null,null,null,null,null,null,null,null,null,null,null,{"$error":"#VALUE!"},{"$error":"#VALUE!"},{"$error":"#VALUE!"},{"$error":"#VALUE!"},{"$error":"#VALUE!"},{"$error":"#VALUE!"},{"$error":"#VALUE!"},{"$error":"#VALUE!"},{"$error":"#VALUE!"},{"$error":"#VALUE!"},{"$error":"#VALUE!"},{"$error":"#VALUE!"},{"$error":"#VALUE!"},{"$error":"#VALUE!"},{"$error":"#VALUE!"},{"$error":"#VALUE!"},{"$error":"#VALUE!"},{"$error":"#VALUE!"},{"$error":"#VALUE!"},{"$error":"#VALUE!"},{"$error":"#VALUE!"},{"$error":"#VALUE!"},{"$error":"#VALUE!"},{"$error":"#VALUE!"},{"$error":"#VALUE!"},{"$error":"#VALUE!"},{"$error":"#VALUE!"},{"$error":"#VALUE!"},{"$error":"#VALUE!"},{"$error":"#VALUE!"},{"$error":"#VALUE!"},{"$error":"#VALUE!"},{"$error":"#VALUE!"},{"$error":"#VALUE!"},{"$error":"#VALUE!"}]
[null,null,null,null,null,null,null,null,null,null,null,null,null,null,null,null,null,null,null,null,null,null,null,null,null,null,null,null,null,null,null,null,null,null,null,null,null,null,null,null,null,null,null,null,null,null,null,null,null,null,null,null,{"$error":"#VALUE!"},{"$error":"#VALUE!"},{"$error":"#VALUE!"},{"$error":"#VALUE!"},{"$error":"#VALUE!"},{"$error":"#VALUE!"},{"$error":"#VALUE!"},{"$error":"#VALUE!"},{"$error":"#VALUE!"},{"$error":"#VALUE!"},{"$error":"#VALUE!"},{"$error":"#VALUE!"},{"$error":"#VALUE!"},{"$error":"#VALUE!"},{"$error":"#VALUE!"},{"$error":"#VALUE!"},{"$error":"#VALUE!"},{"$error":"#VALUE!"},{"$error":"#VALUE!"},{"$error":"#VALUE!"},{"$error":"#VALUE!"},{"$error":"#VALUE!"},{"$error":"#VALUE!"},{"$error":"#VALUE!"},{"$error":"#VALUE!"},{"$error":"#VALUE!"},{"$error":"#VALUE!"},{"$error":"#VALUE!"},{"$error":"#VALUE!"},{"$error":"#VALUE!"},{"$error":"#VALUE!"},{"$error":"#VALUE!"},{"$error":"#VALUE!"},{"$error":"#VALUE!"},{"$error":"#VALUE!"}]
[null,null,null,null,null,null,null,null,null,null,null,null,null,null,null,null,null,null,null,null,null,null,null,null,null,null,null,null,null,null,null,null,null,null,null,null,null,null,null,null,null,null,null,null,null,null,null,null,null,null,null,null,{"$error":"#VALUE!"},{"$error":"#VALUE!"},{"$error":"#VALUE!"},{"$error":"#VALUE!"},{"$error":"#VALUE!"},{"$error":"#VALUE!"},{"$error":"#VALUE!"},{"$error":"#VALUE!"},{"$error":"#VALUE!"},{"$error":"#VALUE!"},{"$error":"#VALUE!"},{"$error":"#VALUE!"},{"$error":"#VALUE!"},{"$error":"#VALUE!"},{"$error":"#VALUE!"},{"$error":"#VALUE!"},{"$error":"#VALUE!"},{"$error":"#VALUE!"},{"$error":"#VALUE!"},{"$error":"#VALUE!"},{"$error":"#VALUE!"},{"$error":"#VALUE!"},{"$error":"#VALUE!"},{"$error":"#VALUE!"},{"$error":"#VALUE!"},{"$error":"#VALUE!"},{"$error":"#VALUE!"},{"$error":"#VALUE!"},{"$error":"#VALUE!"},{"$error":"#VALUE!"},{"$error":"#VALUE!"},{"$error":"#VALUE!"},{"$error":"#VALUE!"},{"$error":"#VALUE!"},{"$error":"#VALUE!"}]
[null,null,null,null,null,null,null,null,null,null,null,null,null,null,null,null,null,null,null,null,null,null,null,null,null,null,null,null,null,null,null,null,null,null,null,null,null,null,null,null,null,null,null,null,null,null,null,null,null,null,null,null,{"$error":"#VALUE!"},{"$error":"#VALUE!"},{"$error":"#VALUE!"},{"$error":"#VALUE!"},{"$error":"#VALUE!"},{"$error":"#VALUE!"},{"$error":"#VALUE!"},{"$error":"#VALUE!"},{"$error":"#VALUE!"},{"$error":"#VALUE!"},{"$error":"#VALUE!"},{"$error":"#VALUE!"},{"$error":"#VALUE!"},{"$error":"#VALUE!"},{"$error":"#VALUE!"},{"$error":"#VALUE!"},{"$error":"#VALUE!"},{"$error":"#VALUE!"},{"$error":"#VALUE!"},{"$error":"#VALUE!"},{"$error":"#VALUE!"},{"$error":"#VALUE!"},{"$error":"#VALUE!"},{"$error":"#VALUE!"},{"$error":"#VALUE!"},{"$error":"#VALUE!"},{"$error":"#VALUE!"},{"$error":"#VALUE!"},{"$error":"#VALUE!"},{"$error":"#VALUE!"},{"$error":"#VALUE!"},{"$error":"#VALUE!"},{"$error":"#VALUE!"},{"$error":"#VALUE!"},{"$error":"#VALUE!"}]
[null,null,null,null,null,null,null,null,null,null,null,null,null,null,null,null,null,null,null,null,null,null,null,null,null,null,null,null,null,null,null,null,null,null,null,null,null,null,null,null,null,null,null,null,null,null,null,null,null,null,null,null,{"$error":"#VALUE!"},{"$error":"#VALUE!"},{"$error":"#VALUE!"},{"$error":"#VALUE!"},{"$error":"#VALUE!"},{"$error":"#VALUE!"},{"$error":"#VALUE!"},{"$error":"#VALUE!"},{"$error":"#VALUE!"},{"$error":"#VALUE!"},{"$error":"#VALUE!"},{"$error":"#VALUE!"},{"$error":"#VALUE!"},{"$error":"#VALUE!"},{"$error":"#VALUE!"},{"$error":"#VALUE!"},{"$error":"#VALUE!"},{"$error":"#VALUE!"},{"$error":"#VALUE!"},{"$error":"#VALUE!"},{"$error":"#VALUE!"},{"$error":"#VALUE!"},{"$error":"#VALUE!"},{"$error":"#VALUE!"},{"$error":"#VALUE!"},{"$error":"#VALUE!"},{"$error":"#VALUE!"},{"$error":"#VALUE!"},{"$error":"#VALUE!"},{"$error":"#VALUE!"},{"$error":"#VALUE!"},{"$error":"#VALUE!"},{"$error":"#VALUE!"},{"$error":"#VALUE!"},{"$error":"#VALUE!"}]
[null,null,null,null,null,null,null,null,null,null,null,null,null,null,null,null,null,null,null,null,null,null,null,null,null,null,null,null,null,null,null,null,null,null,null,null,null,null,null,null,null,null,null,null,null,null,null,null,null,null,null,null,{"$error":"#VALUE!"},{"$error":"#VALUE!"},{"$error":"#VALUE!"},{"$error":"#VALUE!"},{"$error":"#VALUE!"},{"$error":"#VALUE!"},{"$error":"#VALUE!"},{"$error":"#VALUE!"},{"$error":"#VALUE!"},{"$error":"#VALUE!"},{"$error":"#VALUE!"},{"$error":"#VALUE!"},{"$error":"#VALUE!"},{"$error":"#VALUE!"},{"$error":"#VALUE!"},{"$error":"#VALUE!"},{"$error":"#VALUE!"},{"$error":"#VALUE!"},{"$error":"#VALUE!"},{"$error":"#VALUE!"},{"$error":"#VALUE!"},{"$error":"#VALUE!"},{"$error":"#VALUE!"},{"$error":"#VALUE!"},{"$error":"#VALUE!"},{"$error":"#VALUE!"},{"$error":"#VALUE!"},{"$error":"#VALUE!"},{"$error":"#VALUE!"},{"$error":"#VALUE!"},{"$error":"#VALUE!"},{"$error":"#VALUE!"},{"$error":"#VALUE!"},{"$error":"#VALUE!"},{"$error":"#VALUE!"}]
[null,null,null,null,null,null,null,null,null,null,null,null,null,null,null,null,null,null,null,null,null,null,null,null,null,null,null,null,null,null,null,null,null,null,null,null,null,null,null,null,null,null,null,null,null,null,null,null,null,null,null,null,{"$error":"#VALUE!"},{"$error":"#VALUE!"},{"$error":"#VALUE!"},{"$error":"#VALUE!"},{"$error":"#VALUE!"},{"$error":"#VALUE!"},{"$error":"#VALUE!"},{"$error":"#VALUE!"},{"$error":"#VALUE!"},{"$error":"#VALUE!"},{"$error":"#VALUE!"},{"$error":"#VALUE!"},{"$error":"#VALUE!"},{"$error":"#VALUE!"},{"$error":"#VALUE!"},{"$error":"#VALUE!"},{"$error":"#VALUE!"},{"$error":"#VALUE!"},{"$error":"#VALUE!"},{"$error":"#VALUE!"},{"$error":"#VALUE!"},{"$error":"#VALUE!"},{"$error":"#VALUE!"},{"$error":"#VALUE!"},{"$error":"#VALUE!"},{"$error":"#VALUE!"},{"$error":"#VALUE!"},{"$error":"#VALUE!"},{"$error":"#VALUE!"},{"$error":"#VALUE!"},{"$error":"#VALUE!"},{"$error":"#VALUE!"},{"$error":"#VALUE!"},{"$error":"#VALUE!"},{"$error":"#VALUE!"}]
[null,null,null,null,null,null,null,null,null,null,null,null,null,null,null,null,null,null,null,null,null,null,null,null,null,null,null,null,null,null,null,null,null,null,null,null,null,null,null,null,null,null,null,null,null,null,null,null,null,null,null,null,{"$error":"#VALUE!"},{"$error":"#VALUE!"},{"$error":"#VALUE!"},{"$error":"#VALUE!"},{"$error":"#VALUE!"},{"$error":"#VALUE!"},{"$error":"#VALUE!"},{"$error":"#VALUE!"},{"$error":"#VALUE!"},{"$error":"#VALUE!"},{"$error":"#VALUE!"},{"$error":"#VALUE!"},{"$error":"#VALUE!"},{"$error":"#VALUE!"},{"$error":"#VALUE!"},{"$error":"#VALUE!"},{"$error":"#VALUE!"},{"$error":"#VALUE!"},{"$error":"#VALUE!"},{"$error":"#VALUE!"},{"$error":"#VALUE!"},{"$error":"#VALUE!"},{"$error":"#VALUE!"},{"$error":"#VALUE!"},{"$error":"#VALUE!"},{"$error":"#VALUE!"},{"$error":"#VALUE!"},{"$error":"#VALUE!"},{"$error":"#VALUE!"},{"$error":"#VALUE!"},{"$error":"#VALUE!"},{"$error":"#VALUE!"},{"$error":"#VALUE!"},{"$error":"#VALUE!"},{"$error":"#VALUE!"}]
[null,null,null,null,null,null,null,null,null,null,null,null,null,null,null,null,null,null,null,null,null,null,null,null,null,null,null,null,null,null,null,null,null,null,null,null,null,null,null,null,null,null,null,null,null,null,null,null,null,null,null,null,{"$error":"#VALUE!"},{"$error":"#VALUE!"},{"$error":"#VALUE!"},{"$error":"#VALUE!"},{"$error":"#VALUE!"},{"$error":"#VALUE!"},{"$error":"#VALUE!"},{"$error":"#VALUE!"},{"$error":"#VALUE!"},{"$error":"#VALUE!"},{"$error":"#VALUE!"},{"$error":"#VALUE!"},{"$error":"#VALUE!"},{"$error":"#VALUE!"},{"$error":"#VALUE!"},{"$error":"#VALUE!"},{"$error":"#VALUE!"},{"$error":"#VALUE!"},{"$error":"#VALUE!"},{"$error":"#VALUE!"},{"$error":"#VALUE!"},{"$error":"#VALUE!"},{"$error":"#VALUE!"},{"$error":"#VALUE!"},{"$error":"#VALUE!"},{"$error":"#VALUE!"},{"$error":"#VALUE!"},{"$error":"#VALUE!"},{"$error":"#VALUE!"},{"$error":"#VALUE!"},{"$error":"#VALUE!"},{"$error":"#VALUE!"},{"$error":"#VALUE!"},{"$error":"#VALUE!"},{"$error":"#VALUE!"}]
[null,null,null,null,null,null,null,null,null,null,null,null,null,null,null,null,null,null,null,null,null,null,null,null,null,null,null,null,null,null,null,null,null,null,null,null,null,null,null,null,null,null,null,null,null,null,null,null,null,null,null,null,{"$error":"#VALUE!"},{"$error":"#VALUE!"},{"$error":"#VALUE!"},{"$error":"#VALUE!"},{"$error":"#VALUE!"},{"$error":"#VALUE!"},{"$error":"#VALUE!"},{"$error":"#VALUE!"},{"$error":"#VALUE!"},{"$error":"#VALUE!"},{"$error":"#VALUE!"},{"$error":"#VALUE!"},{"$error":"#VALUE!"},{"$error":"#VALUE!"},{"$error":"#VALUE!"},{"$error":"#VALUE!"},{"$error":"#VALUE!"},{"$error":"#VALUE!"},{"$f":"IF($BC166=\"\",\"\",IF(BS$108>$BB$94,\"\",IF($BA166-BS$108<=0,\"\",(0.6*($BB$104/144)*(2*32.2*($BA166-BS$108))^0.5))))","v":{"$error":"#VALUE!"}},{"$error":"#VALUE!"},{"$error":"#VALUE!"},{"$error":"#VALUE!"},{"$error":"#VALUE!"},{"$error":"#VALUE!"},{"$error":"#VALUE!"},{"$error":"#VALUE!"},{"$error":"#VALUE!"},{"$error":"#VALUE!"},{"$error":"#VALUE!"},{"$error":"#VALUE!"},{"$error":"#VALUE!"},{"$error":"#VALUE!"},{"$error":"#VALUE!"},{"$error":"#VALUE!"},{"$error":"#VALUE!"}]
[null,null,null,null,null,null,null,null,null,null,null,null,null,null,null,null,null,null,null,null,null,null,null,null,null,null,null,null,null,null,null,null,null,null,null,null,null,null,null,null,null,null,null,null,null,null,null,null,null,null,null,null,{"$error":"#VALUE!"},{"$error":"#VALUE!"},{"$error":"#VALUE!"},{"$f":"IF($BC167=\"\",\"\",IF(BD$108>$BB$94,\"\",IF($BA167-BD$108<=0,\"\",(0.6*($BB$104/144)*(2*32.2*($BA167-BD$108))^0.5))))","v":{"$error":"#VALUE!"}},{"$error":"#VALUE!"},{"$error":"#VALUE!"},{"$error":"#VALUE!"},{"$error":"#VALUE!"},{"$error":"#VALUE!"},{"$error":"#VALUE!"},{"$error":"#VALUE!"},{"$error":"#VALUE!"},{"$error":"#VALUE!"},{"$error":"#VALUE!"},{"$error":"#VALUE!"},{"$error":"#VALUE!"},{"$error":"#VALUE!"},{"$error":"#VALUE!"},{"$error":"#VALUE!"},{"$error":"#VALUE!"},{"$error":"#VALUE!"},{"$error":"#VALUE!"},{"$error":"#VALUE!"},{"$error":"#VALUE!"},{"$error":"#VALUE!"},{"$error":"#VALUE!"},{"$error":"#VALUE!"},{"$error":"#VALUE!"},{"$error":"#VALUE!"},{"$error":"#VALUE!"},{"$error":"#VALUE!"},{"$error":"#VALUE!"},{"$error":"#VALUE!"},{"$error":"#VALUE!"},{"$error":"#VALUE!"}]
[null,null,null,null,null,null,null,null,null,null,null,null,null,null,null,null,null,null,null,null,null,null,null,null,null,null,null,null,null,null,null,null,null,null,null,null,null,null,null,null,null,null,null,null,null,null,null,null,null,null,null,null,{"$error":"#VALUE!"},{"$error":"#VALUE!"},{"$error":"#VALUE!"},{"$error":"#VALUE!"},{"$error":"#VALUE!"},{"$error":"#VALUE!"},{"$error":"#VALUE!"},{"$error":"#VALUE!"},{"$error":"#VALUE!"},{"$error":"#VALUE!"},{"$error":"#VALUE!"},{"$error":"#VALUE!"},{"$error":"#VALUE!"},{"$error":"#VALUE!"},{"$error":"#VALUE!"},{"$error":"#VALUE!"},{"$error":"#VALUE!"},{"$error":"#VALUE!"},{"$error":"#VALUE!"},{"$error":"#VALUE!"},{"$error":"#VALUE!"},{"$error":"#VALUE!"},{"$error":"#VALUE!"},{"$error":"#VALUE!"},{"$error":"#VALUE!"},{"$error":"#VALUE!"},{"$error":"#VALUE!"},{"$error":"#VALUE!"},{"$error":"#VALUE!"},{"$error":"#VALUE!"},{"$error":"#VALUE!"},{"$error":"#VALUE!"},{"$error":"#VALUE!"},{"$error":"#VALUE!"},{"$error":"#VALUE!"}]
[null,null,null,null,null,null,null,null,null,null,null,null,null,null,null,null,null,null,null,null,null,null,null,null,null,null,null,null,null,null,null,null,null,null,null,null,null,null,null,null,null,null,null,null,null,null,null,null,null,null,null,null,{"$error":"#VALUE!"},{"$error":"#VALUE!"},{"$error":"#VALUE!"},{"$error":"#VALUE!"},{"$error":"#VALUE!"},{"$error":"#VALUE!"},{"$error":"#VALUE!"},{"$error":"#VALUE!"},{"$error":"#VALUE!"},{"$error":"#VALUE!"},{"$error":"#VALUE!"},{"$error":"#VALUE!"},{"$error":"#VALUE!"},{"$error":"#VALUE!"},{"$error":"#VALUE!"},{"$error":"#VALUE!"},{"$error":"#VALUE!"},{"$error":"#VALUE!"},{"$error":"#VALUE!"},{"$error":"#VALUE!"},{"$error":"#VALUE!"},{"$error":"#VALUE!"},{"$error":"#VALUE!"},{"$error":"#VALUE!"},{"$error":"#VALUE!"},{"$error":"#VALUE!"},{"$error":"#VALUE!"},{"$error":"#VALUE!"},{"$error":"#VALUE!"},{"$error":"#VALUE!"},{"$error":"#VALUE!"},{"$error":"#VALUE!"},{"$error":"#VALUE!"},{"$error":"#VALUE!"},{"$error":"#VALUE!"}]
[null,null,null,null,null,null,null,null,null,null,null,null,null,null,null,null,null,null,null,null,null,null,null,null,null,null,null,null,null,null,null,null,null,null,null,null,null,null,null,null,null,null,null,null,null,null,null,null,null,null,null,null,null,null,null,null,null,null,null,null,null,null,null,null,null,null,null,null,null,null,null,null,null,null,null,null,null,null,null,null,null,null,null,null,null,"Total Drain Time (hrs)",{"$f":"SUM(CI109:CI169)","v":{"$error":"#VALUE!"}}]
[null,null,null,null,null,null,null,null,null,null,null,null,null,null,null,null,null,null,null,null,null,null,null,null,null,null,null,null,null,null,null,null,null,null,null,null,null,null,null,null,null,null,null,null,null,null,null,null,null,null,null,null,null,null,null,null,null,null,null,null,null,null,null,null,null,null,null,null,null,null,null,null,null,null,null,null,null,null,null,null,null,null,null,null,null,"Peak Outflow Rate (cfs)",{"$f":"MAX(CH109:CH169)","v":{"$error":"#VALUE!"}}]

{"sheet":"CWB","index":4,"n_rows":171,"n_cols":87,"rows_kept":171,"cut":false,"hidden":false,"merged":[[39,55,39,64],[39,65,39,74],[39,75,39,84],[103,55,103,64],[69,4,69,12],[73,4,73,12],[103,65,103,74],[103,75,103,84],[70,4,70,12],[71,4,71,12],[72,4,72,12],[67,1,67,13],[117,1,117,13],[113,4,113,13],[114,1,114,13],[115,1,115,13],[116,1,116,13],[21,10,21,12],[26,10,26,12],[1,1,1,13],[3,4,3,12],[4,4,4,12],[6,4,6,12],[5,4,5,12],[7,4,7,12]]}
[]
[null,"Design Procedure Form:  Constructed Wetland Basin (CWB)"]
[null,null,null,null,null,null,null,null,null,null,null,null,null,"    Sheet 1 of 2"]
[null,null,"Designer:"]
[null,null,"Company:"]
[null,null,"Date:"]
[null,null,"Project:"]
[null,null,"Location:"]
[]
[]
[null,null,"1.","Surcharge WQCV and Minimum Permanent Wetland Pool Volume"]
[]
[null,null,null,"A)  Contributing Watershed Area (Area) from WQCV Spreadsheet",null,null,null,null,null,null,"Area =",{"$f":"IF(WQCV!L27=\"\",\"\",WQCV!L27/43560)","v":""},"acres"]
[]
[null,null,null,"B)  Water Quality Capture Volume (WQCV24)",null,null,null,null,null,null,"WQCV24 =",{"$f":"IF(WQCV!L35=\"\",\"\",WQCV!L35)","v":""},"cubic feet"]
[null,null,null,"      (Input from WQCV Spreadsheet, 24 hour drain time)"]
[]
[null,null,null,"C)  Minimum Permanent Wetland Pool Volume: Vol = 75% * WQCV",null,null,null,null,null,null,"Min. Vp =",{"$f":"IF(L15=\"\",\"\",L15*0.75)","v":""},"cubic feet"]
[]
[]
[null,null,"2.","Permanent Wetland Pool Volume, Depth and Water Surface Area"]
[]
[null,null,null,"A)  Design Permanent Wetland Pool Volume, Vp",null,null,null,null,null,null,"Vp =",null,"cubic feet"]
[]
[null,null,null,"B)  Estimated Permanent Wetland Pool Water Surface Area",null,null,null,null,null,null,"Estimated"]
[null,null,null,"         (Estimate based on average depth of 18 inches)",null,null,null,null,null,null,"WS Area =",null,"square feet"]
[]
[null,null,null,"C)  Design Permanent Wetland Pool Water Surface Area",null,null,null,null,null,null,"WS Area =",null,"square feet",null,null,null,null,null,null,null,null,null,null,null,null,null,null,null,null,null,null,null,null,null,null,null,null,null,null,null,null,null,null,null,null,null,null,null,null,null,null,null,"WQCV =",{"$f":"IF(L48=\"\",\"\",L48)","v":""},"cubic feet"]
[null,null,null,null,null,null,null,null,null,null,null,null,null,null,null,null,null,null,null,null,null,null,null,null,null,null,null,null,null,null,null,null,null,null,null,null,null,null,null,null,null,null,null,null,null,null,null,null,null,null,null,null,"DWQCV =",{"$f":"IF(L46=\"\",\"\",L46)","v":""},"feet",null,null,"Total Drain Time (hrs)",{"$f":"CI88","v":{"$error":"#VALUE!"}}]
[null,null,null,null,null,null,null,null,null,null,null,null,null,null,null,null,null,null,null,null,null,null,null,null,null,null,null,null,null,null,null,null,null,null,null,null,null,null,null,null,null,null,null,null,null,null,null,null,null,null,null,null,"WQCV water surface elevation =",100,"feet",null,null,"Peak Outflow Rate (cfs)",{"$f":"CI89","v":{"$error":"#VALUE!"}}]
[null,null,null,"D)  Forebay, Outlet and Free Water Surface Areas (24\" to 48\" deep)",null,null,null,null,null,null,"Depth=",null,"inches",null,null,null,null,null,null,null,null,null,null,null,null,null,null,null,null,null,null,null,null,null,null,null,null,null,null,null,null,null,null,null,null,null,null,null,null,null,null,null,"permanent pool elevation =",{"$f":"BB30-BB29","v":{"$error":"#VALUE!"}},"feet"]
[null,null,null,{"$f":"IF(L28=\"\",\"       (Area = 30% to 50% of Design WS Area)\",\"       (Area = 30% to 50% of Design WS Area, or \"&ROUND(0.3*L28,0)&\" to \"&ROUND(0.5*L28,0)&\" square feet.)\")","v":"       (Area = 30% to 50% of Design WS Area)"},null,null,null,null,null,null,"Area=",null,"ft2              % =","%"]
[null,null,null,null,null,null,null,null,null,null,null,null,null,null,null,null,null,null,null,null,null,null,null,null,null,null,null,null,null,null,null,null,null,null,null,null,null,null,null,null,null,null,null,null,null,null,null,null,null,null,null,null,"dperforation =",{"$f":"IF(#REF!=\"\",\"\",#REF!)","v":{"$error":"#REF!"}},"inches"]
[null,null,null,null,null,null,null,null,null,null,null,null,null,null,null,null,null,null,null,null,null,null,null,null,null,null,null,null,null,null,null,null,null,null,null,null,null,null,null,null,null,null,null,null,null,null,null,null,null,null,null,null,"nholes =",{"$f":"IF(#REF!=\"\",\"\",#REF!)","v":{"$error":"#REF!"}},null,null,null,"Width for WQCV bottom =",27.08]
[null,null,null,"E)  Wetland Zones with Emergent Vegetation ( 6\" to 12\" deep)",null,null,null,null,null,null,"Depth=",null,"inches",null,null,null,null,null,null,null,null,null,null,null,null,null,null,null,null,null,null,null,null,null,null,null,null,null,null,null,null,null,null,null,null,null,null,null,null,null,null,null,"Rs =",{"$f":"IF(#REF!=\"\",\"\",#REF!)","v":{"$error":"#REF!"}},"inches",null,null,"Length for WQCV bottom =",81.239999999999995]
[null,null,null,{"$f":"IF(L28=\"\",\"       (Area = 50% to 70% of Design WS Area)\",\"       (Area = 50% to 70% of Design WS Area, or \"&ROUND(0.5*L28,0)&\" to \"&ROUND(0.7*L28,0)&\" square feet.)\")","v":"       (Area = 50% to 70% of Design WS Area)"},null,null,null,null,null,null,"Area=",null,"ft2              % =","%",null,null,null,null,null,null,null,null,null,null,null,null,null,null,null,null,null,null,null,null,null,null,null,null,null,null,null,null,null,null,null,null,null,null,null,null,null,null,"driser =",{"$f":"IF(#REF!=\"\",\"\",#REF!)","v":{"$error":"#REF!"}},"inches"]
[null,null,null,null,null,null,null,null,null,null,null,null,null,"%",null,null,null,null,null,null,null,null,null,null,null,null,null,null,null,null,null,null,null,null,null,null,null,null,null,null,null,null,null,null,null,null,null,null,null,null,null,null,"doutlet =",{"$f":"IF(#REF!=\"\",\"\",#REF!)","v":{"$error":"#REF!"}},"inches"]
[]
[null,null,null,null,null,null,null,null,null,null,null,null,null,null,null,null,null,null,null,null,null,null,null,null,null,null,null,null,null,null,null,null,null,null,null,null,null,null,null,null,null,null,null,null,null,null,null,null,null,null,null,null,"nrows =",{"$f":"IF(BB35=\"\",\"\",ROUND(((BB29*12)/BB35),0))","v":{"$error":"#REF!"}}]
[null,null,"3.","Basin Geometry for WQCV above Permanent Wetland Pool",null,null,null,null,null,null,null,null,null,null,null,null,null,null,null,null,null,null,null,null,null,null,null,null,null,null,null,null,null,null,null,null,null,null,null,null,null,null,null,null,null,null,null,null,null,null,null,null,"Outlet Area per Row =",{"$f":"IF(BB34=\"\",\"\",BB34*3.1416*(BB33^2)/4)","v":{"$error":"#REF!"}},"in2","Outflow Rate (cfs) for each Row (based on row elevation)",null,null,null,null,null,null,null,null,null,"Outflow Rate (cfs) for each Row (based on row elevation)",null,null,null,null,null,null,null,null,null,"Outflow Rate (cfs) for each Row (based on row elevation)"]
[null,null,null,null,null,null,null,null,null,null,null,null,null,null,null,null,null,null,null,null,null,null,null,null,null,null,null,null,null,null,null,null,null,null,null,null,null,null,null,null,null,null,null,null,null,null,null,null,null,null,null,null,"Total Outlet Area =",{"$f":"IF(BB39=\"\",\"\",BB40*BB39)","v":{"$error":"#REF!"}},"in2","Row","Row","Row","Row","Row","Row","Row","Row","Row","Row","Row","Row","Row","Row","Row","Row","Row","Row","Row","Row","Row","Row","Row","Row","Row","Row","Row","Row","Row","Row"]
[null,null,null,"A)  Basin Length to Width Ratio (L:W), should be between 2:1 and 4:1",null,null,null,null,null,null,"L:W =",null,null,null,null,null,null,null,null,null,null,null,null,null,null,null,null,null,null,null,null,null,null,null,null,null,null,null,null,null,null,null,null,null,null,null,null,null,null,null,null,null,null,null,null,1,2,3,4,5,6,7,8,9,10,11,12,13,14,15,16,17,18,19,20,21,22,23,24,25,26,27,28,29,30,"Combined","Drain"]
[null,null,null,null,null,null,null,null,null,null,null,null,null,null,null,null,null,null,null,null,null,null,null,null,null,null,null,null,null,null,null,null,null,null,null,null,null,null,null,null,null,null,null,null,null,null,null,null,null,null,null,null,"Water Surface",null,"Incremental","Elevation","Elevation","Elevation","Elevation","Elevation","Elevation","Elevation","Elevation","Elevation","Elevation","Elevation","Elevation","Elevation","Elevation","Elevation","Elevation","Elevation","Elevation","Elevation","Elevation","Elevation","Elevation","Elevation","Elevation","Elevation","Elevation","Elevation","Elevation","Elevation","Elevation","Outflow","Time"]
[null,null,null,"B)  Basin Side Slopes, Z (Horizontal:Vertical), should be 3:1 or flatter",null,null,null,null,null,null,"Z =",null,"ft/ft",null,null,null,null,null,null,null,null,null,null,null,null,null,null,null,null,null,null,null,null,null,null,null,null,null,null,null,null,null,null,null,null,null,null,null,null,null,null,null,"Elevation (ft)","Area (ft2)","Volume (ft3)",{"$f":"BA45","v":{"$error":"#VALUE!"}},{"$f":"IF($BB$39>=BE42,BD44+($BB$35/12),9999)","v":{"$error":"#REF!"}},{"$error":"#REF!"},{"$error":"#REF!"},{"$error":"#REF!"},{"$error":"#REF!"},{"$error":"#REF!"},{"$error":"#REF!"},{"$error":"#REF!"},{"$error":"#REF!"},{"$error":"#REF!"},{"$error":"#REF!"},{"$error":"#REF!"},{"$error":"#REF!"},{"$error":"#REF!"},{"$error":"#REF!"},{"$error":"#REF!"},{"$error":"#REF!"},{"$error":"#REF!"},{"$error":"#REF!"},{"$error":"#REF!"},{"$error":"#REF!"},{"$error":"#REF!"},{"$error":"#REF!"},{"$error":"#REF!"},{"$error":"#REF!"},{"$error":"#REF!"},{"$error":"#REF!"},{"$error":"#REF!"},{"$error":"#REF!"},"(cfs)","(hrs)"]
[null,null,null,null,null,null,null,null,null,null,null,null,null,null,null,null,null,null,null,null,null,null,null,null,null,null,null,null,null,null,null,null,null,null,null,null,null,null,null,null,null,null,null,null,null,null,null,null,null,null,null,null,{"$f":"BB31","v":{"$error":"#VALUE!"}},{"$f":"IF(L28=\"\",\"\",L28)","v":""},{"$f":"IF(BB45=\"\",\"\",0)","v":""},{"$f":"IF(BD$44>$BB$30,\"\",IF($BA45-BD$44<=0,\"\",(0.6*($BB$40/144)*(2*32.2*($BA45-BD$44))^0.5)))","v":{"$error":"#VALUE!"}},{"$f":"IF(BE$44>$BB$30,\"\",IF($BA45-BE$44<=0,\"\",(0.6*($BB$40/144)*(2*32.2*($BA45-BE$44))^0.5)))","v":{"$error":"#REF!"}},{"$error":"#REF!"},{"$error":"#REF!"},{"$error":"#REF!"},{"$error":"#REF!"},{"$error":"#REF!"},{"$error":"#REF!"},{"$error":"#REF!"},{"$error":"#REF!"},{"$error":"#REF!"},{"$error":"#REF!"},{"$error":"#REF!"},{"$error":"#REF!"},{"$error":"#REF!"},{"$error":"#REF!"},{"$error":"#REF!"},{"$error":"#REF!"},{"$error":"#REF!"},{"$error":"#REF!"},{"$error":"#REF!"},{"$error":"#REF!"},{"$error":"#REF!"},{"$error":"#REF!"},{"$error":"#REF!"},{"$error":"#REF!"},{"$error":"#REF!"},{"$error":"#REF!"},{"$error":"#REF!"},{"$error":"#REF!"},{"$f":"SUM(BD45:CG45)","v":{"$error":"#VALUE!"}},{"$f":"IF(CH45<=0,0,(BC45/CH45)/(60*60))","v":{"$error":"#VALUE!"}}]
[null,null,null,"C)  Surcharge Depth of WQCV Above Permanent Wetland Pool (Max = 2 feet)",null,null,null,null,null,null,"DWQCV =",null,"feet",null,null,null,null,null,null,null,null,null,null,null,null,null,null,null,null,null,null,null,null,null,null,null,null,null,null,null,null,null,null,null,null,null,null,null,null,null,null,null,{"$f":"IF(BA45=\"\",\"\",IF(BA45<$BB$30,BA45+(2/12),\"\"))","v":{"$error":"#VALUE!"}},{"$f":"IF(BA46=\"\",\"\",(($BG$34+2*$L$44*(BA46-$BA$45))*($BG$35+2*$L$44*(BA46-$BA$45))))","v":{"$error":"#VALUE!"}},{"$f":"IF(BB46=\"\",\"\",((BB45+BB46)/2)*(2/12))","v":{"$error":"#VALUE!"}},{"$f":"IF($BC46=\"\",\"\",IF(BD$44>$BB$30,\"\",IF($BA46-BD$44<=0,\"\",(0.6*($BB$40/144)*(2*32.2*($BA46-BD$44))^0.5))))","v":{"$error":"#VALUE!"}},{"$error":"#VALUE!"},{"$error":"#VALUE!"},{"$error":"#VALUE!"},{"$error":"#VALUE!"},{"$error":"#VALUE!"},{"$error":"#VALUE!"},{"$error":"#VALUE!"},{"$error":"#VALUE!"},{"$error":"#VALUE!"},{"$error":"#VALUE!"},{"$error":"#VALUE!"},{"$error":"#VALUE!"},{"$error":"#VALUE!"},{"$error":"#VALUE!"},{"$error":"#VALUE!"},{"$f":"IF($BC46=\"\",\"\",IF(BT$44>$BB$30,\"\",IF($BA46-BT$44<=0,\"\",(0.6*($BB$40/144)*(2*32.2*($BA46-BT$44))^0.5))))","v":{"$error":"#VALUE!"}},{"$error":"#VALUE!"},{"$error":"#VALUE!"},{"$error":"#VALUE!"},{"$error":"#VALUE!"},{"$error":"#VALUE!"},{"$error":"#VALUE!"},{"$error":"#VALUE!"},{"$error":"#VALUE!"},{"$error":"#VALUE!"},{"$error":"#VALUE!"},{"$error":"#VALUE!"},{"$error":"#VALUE!"},{"$error":"#VALUE!"},{"$f":"SUM(BD46:CG46)","v":{"$error":"#VALUE!"}},{"$f":"IF(CH46=\"\",\"\",IF(CH46<=0,0,(BC46/CH46)/(60*60)))","v":{"$error":"#VALUE!"}}]
[null,null,null,null,null,null,null,null,null,null,null,null,null,null,null,null,null,null,null,null,null,null,null,null,null,null,null,null,null,null,null,null,null,null,null,null,null,null,null,null,null,null,null,null,null,null,null,null,null,null,null,null,{"$f":"IF(BA46=\"\",\"\",IF(BA46<$BB$30,BA46+(2/12),\"\"))","v":{"$error":"#VALUE!"}},{"$f":"IF(BA47=\"\",\"\",(($BG$34+2*$L$44*(BA47-$BA$45))*($BG$35+2*$L$44*(BA47-$BA$45))))","v":{"$error":"#VALUE!"}},{"$f":"IF(BB47=\"\",\"\",((BB46+BB47)/2)*(2/12))","v":{"$error":"#VALUE!"}},{"$error":"#VALUE!"},{"$error":"#VALUE!"},{"$error":"#VALUE!"},{"$error":"#VALUE!"},{"$error":"#VALUE!"},{"$error":"#VALUE!"},{"$error":"#VALUE!"},{"$error":"#VALUE!"},{"$error":"#VALUE!"},{"$error":"#VALUE!"},{"$error":"#VALUE!"},{"$error":"#VALUE!"},{"$error":"#VALUE!"},{"$error":"#VALUE!"},{"$error":"#VALUE!"},{"$error":"#VALUE!"},{"$error":"#VALUE!"},{"$error":"#VALUE!"},{"$error":"#VALUE!"},{"$error":"#VALUE!"},{"$error":"#VALUE!"},{"$error":"#VALUE!"},{"$error":"#VALUE!"},{"$error":"#VALUE!"},{"$error":"#VALUE!"},{"$error":"#VALUE!"},{"$error":"#VALUE!"},{"$error":"#VALUE!"},{"$error":"#VALUE!"},{"$error":"#VALUE!"},{"$error":"#VALUE!"},{"$f":"IF(CH47=\"\",\"\",IF(CH47<=0,0,(BC47/CH47)/(60*60)))","v":{"$error":"#VALUE!"}}]
[null,null,null,"D)  Calculated WQCV (may be slightly larger than required)",null,null,null,null,null,null,"Calc. WQCV =",null,"cubic feet",null,null,null,null,null,null,null,null,null,null,null,null,null,null,null,null,null,null,null,null,null,null,null,null,null,null,null,null,null,null,null,null,null,null,null,null,null,null,null,{"$error":"#VALUE!"},{"$error":"#VALUE!"},{"$error":"#VALUE!"},{"$error":"#VALUE!"},{"$error":"#VALUE!"},{"$error":"#VALUE!"},{"$error":"#VALUE!"},{"$error":"#VALUE!"},{"$error":"#VALUE!"},{"$error":"#VALUE!"},{"$error":"#VALUE!"},{"$error":"#VALUE!"},{"$error":"#VALUE!"},{"$error":"#VALUE!"},{"$error":"#VALUE!"},{"$error":"#VALUE!"},{"$error":"#VALUE!"},{"$error":"#VALUE!"},{"$error":"#VALUE!"},{"$error":"#VALUE!"},{"$error":"#VALUE!"},{"$error":"#VALUE!"},{"$error":"#VALUE!"},{"$error":"#VALUE!"},{"$error":"#VALUE!"},{"$error":"#VALUE!"},{"$error":"#VALUE!"},{"$error":"#VALUE!"},{"$error":"#VALUE!"},{"$error":"#VALUE!"},{"$error":"#VALUE!"},{"$error":"#VALUE!"},{"$error":"#VALUE!"},{"$error":"#VALUE!"},{"$error":"#VALUE!"}]
[null,null,null,null,null,null,null,null,null,null,null,null,null,null,null,null,null,null,null,null,null,null,null,null,null,null,null,null,null,null,null,null,null,null,null,null,null,null,null,null,null,null,null,null,null,null,null,null,null,null,null,null,{"$error":"#VALUE!"},{"$error":"#VALUE!"},{"$error":"#VALUE!"},{"$error":"#VALUE!"},{"$error":"#VALUE!"},{"$error":"#VALUE!"},{"$error":"#VALUE!"},{"$error":"#VALUE!"},{"$error":"#VALUE!"},{"$error":"#VALUE!"},{"$error":"#VALUE!"},{"$error":"#VALUE!"},{"$error":"#VALUE!"},{"$error":"#VALUE!"},{"$error":"#VALUE!"},{"$error":"#VALUE!"},{"$error":"#VALUE!"},{"$error":"#VALUE!"},{"$error":"#VALUE!"},{"$error":"#VALUE!"},{"$error":"#VALUE!"},{"$error":"#VALUE!"},{"$error":"#VALUE!"},{"$error":"#VALUE!"},{"$error":"#VALUE!"},{"$error":"#VALUE!"},{"$error":"#VALUE!"},{"$error":"#VALUE!"},{"$error":"#VALUE!"},{"$error":"#VALUE!"},{"$error":"#VALUE!"},{"$error":"#VALUE!"},{"$error":"#VALUE!"},{"$error":"#VALUE!"},{"$error":"#VALUE!"}]
[null,null,null,null,null,null,null,null,null,null,null,null,null,null,null,null,null,null,null,null,null,null,null,null,null,null,null,null,null,null,null,null,null,null,null,null,null,null,null,null,null,null,null,null,null,null,null,null,null,null,null,null,{"$error":"#VALUE!"},{"$error":"#VALUE!"},{"$error":"#VALUE!"},{"$error":"#VALUE!"},{"$error":"#VALUE!"},{"$error":"#VALUE!"},{"$error":"#VALUE!"},{"$error":"#VALUE!"},{"$error":"#VALUE!"},{"$error":"#VALUE!"},{"$error":"#VALUE!"},{"$error":"#VALUE!"},{"$error":"#VALUE!"},{"$error":"#VALUE!"},{"$error":"#VALUE!"},{"$error":"#VALUE!"},{"$error":"#VALUE!"},{"$error":"#VALUE!"},{"$error":"#VALUE!"},{"$error":"#VALUE!"},{"$error":"#VALUE!"},{"$error":"#VALUE!"},{"$error":"#VALUE!"},{"$error":"#VALUE!"},{"$error":"#VALUE!"},{"$error":"#VALUE!"},{"$error":"#VALUE!"},{"$error":"#VALUE!"},{"$error":"#VALUE!"},{"$error":"#VALUE!"},{"$error":"#VALUE!"},{"$error":"#VALUE!"},{"$error":"#VALUE!"},{"$error":"#VALUE!"},{"$error":"#VALUE!"}]
[null,null,"4.","Water Quality Outlet Structure",null,null,null,null,null,null,null,null,null,null,null,null,null,null,null,null,null,null,null,null,null,null,null,null,null,null,null,null,null,null,null,null,null,null,null,null,null,null,null,null,null,null,null,null,null,null,null,null,{"$error":"#VALUE!"},{"$error":"#VALUE!"},{"$error":"#VALUE!"},{"$error":"#VALUE!"},{"$error":"#VALUE!"},{"$error":"#VALUE!"},{"$error":"#VALUE!"},{"$error":"#VALUE!"},{"$error":"#VALUE!"},{"$error":"#VALUE!"},{"$error":"#VALUE!"},{"$error":"#VALUE!"},{"$error":"#VALUE!"},{"$error":"#VALUE!"},{"$error":"#VALUE!"},{"$error":"#VALUE!"},{"$error":"#VALUE!"},{"$error":"#VALUE!"},{"$error":"#VALUE!"},{"$error":"#VALUE!"},{"$error":"#VALUE!"},{"$error":"#VALUE!"},{"$error":"#VALUE!"},{"$error":"#VALUE!"},{"$error":"#VALUE!"},{"$error":"#VALUE!"},{"$error":"#VALUE!"},{"$error":"#VALUE!"},{"$error":"#VALUE!"},{"$error":"#VALUE!"},{"$error":"#VALUE!"},{"$error":"#VALUE!"},{"$error":"#VALUE!"},{"$error":"#VALUE!"},{"$error":"#VALUE!"}]
[null,null,null,null,null,null,null,null,null,null,null,"Perforated Riser Pipe",null,null,null,null,null,null,null,null,null,null,null,null,null,null,null,null,null,null,null,null,null,null,null,null,null,null,null,null,null,null,null,null,null,null,null,null,null,null,null,null,{"$error":"#VALUE!"},{"$error":"#VALUE!"},{"$error":"#VALUE!"},{"$error":"#VALUE!"},{"$error":"#VALUE!"},{"$error":"#VALUE!"},{"$error":"#VALUE!"},{"$error":"#VALUE!"},{"$error":"#VALUE!"},{"$error":"#VALUE!"},{"$error":"#VALUE!"},{"$error":"#VALUE!"},{"$error":"#VALUE!"},{"$error":"#VALUE!"},{"$error":"#VALUE!"},{"$error":"#VALUE!"},{"$error":"#VALUE!"},{"$error":"#VALUE!"},{"$error":"#VALUE!"},{"$error":"#VALUE!"},{"$error":"#VALUE!"},{"$error":"#VALUE!"},{"$error":"#VALUE!"},{"$error":"#VALUE!"},{"$error":"#VALUE!"},{"$error":"#VALUE!"},{"$error":"#VALUE!"},{"$error":"#VALUE!"},{"$error":"#VALUE!"},{"$error":"#VALUE!"},{"$error":"#VALUE!"},{"$error":"#VALUE!"},{"$error":"#VALUE!"},{"$error":"#VALUE!"},{"$error":"#VALUE!"}]
[null,null,null,"A)  Outlet Type (Check One)",null,null,null,null,null,null,null,null,null,null,null,null,null,null,null,null,null,null,null,null,null,null,null,null,null,null,null,null,null,null,null,null,null,null,null,null,null,null,null,null,null,null,null,null,null,null,null,null,{"$error":"#VALUE!"},{"$error":"#VALUE!"},{"$error":"#VALUE!"},{"$error":"#VALUE!"},{"$error":"#VALUE!"},{"$error":"#VALUE!"},{"$error":"#VALUE!"},{"$error":"#VALUE!"},{"$error":"#VALUE!"},{"$error":"#VALUE!"},{"$error":"#VALUE!"},{"$error":"#VALUE!"},{"$error":"#VALUE!"},{"$error":"#VALUE!"},{"$error":"#VALUE!"},{"$error":"#VALUE!"},{"$error":"#VALUE!"},{"$error":"#VALUE!"},{"$error":"#VALUE!"},{"$error":"#VALUE!"},{"$error":"#VALUE!"},{"$error":"#VALUE!"},{"$error":"#VALUE!"},{"$error":"#VALUE!"},{"$error":"#VALUE!"},{"$error":"#VALUE!"},{"$error":"#VALUE!"},{"$error":"#VALUE!"},{"$error":"#VALUE!"},{"$error":"#VALUE!"},{"$error":"#VALUE!"},{"$error":"#VALUE!"},{"$error":"#VALUE!"},{"$error":"#VALUE!"},{"$error":"#VALUE!"}]
[null,null,null,null,null,null,null,null,null,null,null,null,null,null,null,null,null,null,null,null,null,null,null,null,null,null,null,null,null,null,null,null,null,null,null,null,null,null,null,null,null,null,null,null,null,null,null,null,null,null,null,null,{"$error":"#VALUE!"},{"$error":"#VALUE!"},{"$error":"#VALUE!"},{"$error":"#VALUE!"},{"$error":"#VALUE!"},{"$error":"#VALUE!"},{"$error":"#VALUE!"},{"$error":"#VALUE!"},{"$error":"#VALUE!"},{"$error":"#VALUE!"},{"$error":"#VALUE!"},{"$error":"#VALUE!"},{"$error":"#VALUE!"},{"$error":"#VALUE!"},{"$error":"#VALUE!"},{"$error":"#VALUE!"},{"$error":"#VALUE!"},{"$error":"#VALUE!"},{"$error":"#VALUE!"},{"$error":"#VALUE!"},{"$error":"#VALUE!"},{"$error":"#VALUE!"},{"$error":"#VALUE!"},{"$error":"#VALUE!"},{"$error":"#VALUE!"},{"$error":"#VALUE!"},{"$error":"#VALUE!"},{"$error":"#VALUE!"},{"$error":"#VALUE!"},{"$error":"#VALUE!"},{"$error":"#VALUE!"},{"$error":"#VALUE!"},{"$error":"#VALUE!"},{"$error":"#VALUE!"},{"$error":"#VALUE!"}]
[null,null,null,"B) For a Perforated Plate Select:",null,null,null,null,null,null,null,null,null,null,null,null,null,null,null,null,null,null,null,null,null,null,null,null,null,null,null,null,null,null,null,null,null,null,null,null,null,null,null,null,null,null,null,null,null,null,null,null,{"$f":"IF(#REF!=\"\",\"\",IF(#REF!<$BB$30,#REF!+(2/12),\"\"))","v":{"$error":"#REF!"}},{"$error":"#REF!"},{"$f":"IF(BB55=\"\",\"\",((#REF!+BB55)/2)*(2/12))","v":{"$error":"#REF!"}},{"$f":"IF($BC55=\"\",\"\",IF(BD$44>$BB$30,\"\",IF($BA55-BD$44<=0,\"\",(0.6*($BB$40/144)*(2*32.2*($BA55-BD$44))^0.5))))","v":{"$error":"#REF!"}},{"$error":"#REF!"},{"$error":"#REF!"},{"$error":"#REF!"},{"$error":"#REF!"},{"$error":"#REF!"},{"$error":"#REF!"},{"$error":"#REF!"},{"$error":"#REF!"},{"$error":"#REF!"},{"$error":"#REF!"},{"$error":"#REF!"},{"$error":"#REF!"},{"$error":"#REF!"},{"$error":"#REF!"},{"$f":"IF($BC55=\"\",\"\",IF(BS$44>$BB$30,\"\",IF($BA55-BS$44<=0,\"\",(0.6*($BB$40/144)*(2*32.2*($BA55-BS$44))^0.5))))","v":{"$error":"#REF!"}},{"$f":"IF($BC55=\"\",\"\",IF(BT$44>$BB$30,\"\",IF($BA55-BT$44<=0,\"\",(0.6*($BB$40/144)*(2*32.2*($BA55-BT$44))^0.5))))","v":{"$error":"#REF!"}},{"$error":"#REF!"},{"$error":"#REF!"},{"$error":"#REF!"},{"$error":"#REF!"},{"$error":"#REF!"},{"$error":"#REF!"},{"$error":"#REF!"},{"$error":"#REF!"},{"$error":"#REF!"},{"$error":"#REF!"},{"$error":"#REF!"},{"$error":"#REF!"},{"$error":"#REF!"},{"$error":"#REF!"},{"$error":"#REF!"}]
[null,null,null,"     i)    Perforation Diameter, dperforation      (Min = 0.5\", Max = 4.0\")",null,null,null,null,null,null,"dperforation =",null,"inches",null,null,null,null,null,null,null,null,null,null,null,null,null,null,null,null,null,null,null,null,null,null,null,null,null,null,null,null,null,null,null,null,null,null,null,null,null,null,null,{"$error":"#REF!"},{"$error":"#REF!"},{"$error":"#REF!"},{"$f":"IF($BC56=\"\",\"\",IF(BD$44>$BB$30,\"\",IF($BA56-BD$44<=0,\"\",(0.6*($BB$40/144)*(2*32.2*($BA56-BD$44))^0.5))))","v":{"$error":"#REF!"}},{"$error":"#REF!"},{"$error":"#REF!"},{"$error":"#REF!"},{"$error":"#REF!"},{"$error":"#REF!"},{"$error":"#REF!"},{"$error":"#REF!"},{"$error":"#REF!"},{"$error":"#REF!"},{"$error":"#REF!"},{"$error":"#REF!"},{"$error":"#REF!"},{"$error":"#REF!"},{"$error":"#REF!"},{"$error":"#REF!"},{"$error":"#REF!"},{"$error":"#REF!"},{"$error":"#REF!"},{"$error":"#REF!"},{"$error":"#REF!"},{"$error":"#REF!"},{"$error":"#REF!"},{"$error":"#REF!"},{"$error":"#REF!"},{"$error":"#REF!"},{"$error":"#REF!"},{"$error":"#REF!"},{"$error":"#REF!"},{"$error":"#REF!"},{"$error":"#REF!"},{"$error":"#REF!"}]
[null,null,null,"     ii)   Number of Holes per Row, nholes per row   (Min = 1, Max = 8)",null,null,null,null,null,null,"nholes per row =",null,null,null,null,null,null,null,null,null,null,null,null,null,null,null,null,null,null,null,null,null,null,null,null,null,null,null,null,null,null,null,null,null,null,null,null,null,null,null,null,null,{"$error":"#REF!"},{"$error":"#REF!"},{"$error":"#REF!"},{"$error":"#REF!"},{"$error":"#REF!"},{"$error":"#REF!"},{"$error":"#REF!"},{"$error":"#REF!"},{"$error":"#REF!"},{"$error":"#REF!"},{"$error":"#REF!"},{"$error":"#REF!"},{"$error":"#REF!"},{"$error":"#REF!"},{"$error":"#REF!"},{"$error":"#REF!"},{"$error":"#REF!"},{"$error":"#REF!"},{"$error":"#REF!"},{"$error":"#REF!"},{"$error":"#REF!"},{"$error":"#REF!"},{"$error":"#REF!"},{"$error":"#REF!"},{"$error":"#REF!"},{"$error":"#REF!"},{"$error":"#REF!"},{"$error":"#REF!"},{"$error":"#REF!"},{"$error":"#REF!"},{"$error":"#REF!"},{"$error":"#REF!"},{"$error":"#REF!"},{"$error":"#REF!"},{"$error":"#REF!"}]
[null,null,null,"    iii)   Row Spacing, Rs             (Min varies based on dperforation  ,Max = 12\")",null,null,null,null,null,null,"Rs =",null,"inches",null,null,null,null,null,null,null,null,null,null,null,null,null,null,null,null,null,null,null,null,null,null,null,null,null,null,null,null,null,null,null,null,null,null,null,null,null,null,null,{"$error":"#REF!"},{"$error":"#REF!"},{"$error":"#REF!"},{"$error":"#REF!"},{"$error":"#REF!"},{"$error":"#REF!"},{"$error":"#REF!"},{"$error":"#REF!"},{"$error":"#REF!"},{"$error":"#REF!"},{"$error":"#REF!"},{"$error":"#REF!"},{"$error":"#REF!"},{"$error":"#REF!"},{"$error":"#REF!"},{"$error":"#REF!"},{"$error":"#REF!"},{"$error":"#REF!"},{"$error":"#REF!"},{"$error":"#REF!"},{"$error":"#REF!"},{"$error":"#REF!"},{"$error":"#REF!"},{"$error":"#REF!"},{"$error":"#REF!"},{"$error":"#REF!"},{"$error":"#REF!"},{"$error":"#REF!"},{"$error":"#REF!"},{"$error":"#REF!"},{"$error":"#REF!"},{"$error":"#REF!"},{"$error":"#REF!"},{"$error":"#REF!"},{"$error":"#REF!"}]
[null,null,null,null,null,null,null,null,null,null,null,null,null,null,null,null,null,null,null,null,null,null,null,null,null,null,null,null,null,null,null,null,null,null,null,null,null,null,null,null,null,null,null,null,null,null,null,null,null,null,null,null,{"$error":"#REF!"},{"$error":"#REF!"},{"$error":"#REF!"},{"$error":"#REF!"},{"$error":"#REF!"},{"$error":"#REF!"},{"$error":"#REF!"},{"$error":"#REF!"},{"$error":"#REF!"},{"$error":"#REF!"},{"$error":"#REF!"},{"$error":"#REF!"},{"$error":"#REF!"},{"$error":"#REF!"},{"$error":"#REF!"},{"$error":"#REF!"},{"$error":"#REF!"},{"$error":"#REF!"},{"$error":"#REF!"},{"$error":"#REF!"},{"$error":"#REF!"},{"$error":"#REF!"},{"$error":"#REF!"},{"$error":"#REF!"},{"$error":"#REF!"},{"$error":"#REF!"},{"$error":"#REF!"},{"$error":"#REF!"},{"$error":"#REF!"},{"$error":"#REF!"},{"$error":"#REF!"},{"$error":"#REF!"},{"$error":"#REF!"},{"$error":"#REF!"},{"$error":"#REF!"}]
[null,null,null,"C) Results for Perforated Plate",null,null,null,null,null,null,null,null,null,null,null,null,null,null,null,null,null,null,null,null,null,null,null,null,null,null,null,null,null,null,null,null,null,null,null,null,null,null,null,null,null,null,null,null,null,null,null,null,{"$error":"#REF!"},{"$error":"#REF!"},{"$error":"#REF!"},{"$error":"#REF!"},{"$error":"#REF!"},{"$error":"#REF!"},{"$error":"#REF!"},{"$error":"#REF!"},{"$error":"#REF!"},{"$error":"#REF!"},{"$error":"#REF!"},{"$error":"#REF!"},{"$error":"#REF!"},{"$error":"#REF!"},{"$error":"#REF!"},{"$error":"#REF!"},{"$error":"#REF!"},{"$error":"#REF!"},{"$error":"#REF!"},{"$error":"#REF!"},{"$error":"#REF!"},{"$error":"#REF!"},{"$error":"#REF!"},{"$error":"#REF!"},{"$error":"#REF!"},{"$error":"#REF!"},{"$error":"#REF!"},{"$error":"#REF!"},{"$error":"#REF!"},{"$error":"#REF!"},{"$error":"#REF!"},{"$error":"#REF!"},{"$error":"#REF!"},{"$error":"#REF!"},{"$error":"#REF!"}]
[null,null,null,"      i)   Number of Rows, nrows",null,null,null,null,null,null,"nrows =",null,null,null,null,null,null,null,null,null,null,null,null,null,null,null,null,null,null,null,null,null,null,null,null,null,null,null,null,null,null,null,null,null,null,null,null,null,null,null,null,null,{"$error":"#REF!"},{"$error":"#REF!"},{"$error":"#REF!"},{"$error":"#REF!"},{"$error":"#REF!"},{"$error":"#REF!"},{"$error":"#REF!"},{"$error":"#REF!"},{"$error":"#REF!"},{"$error":"#REF!"},{"$error":"#REF!"},{"$error":"#REF!"},{"$error":"#REF!"},{"$error":"#REF!"},{"$error":"#REF!"},{"$error":"#REF!"},{"$error":"#REF!"},{"$error":"#REF!"},{"$error":"#REF!"},{"$error":"#REF!"},{"$error":"#REF!"},{"$error":"#REF!"},{"$error":"#REF!"},{"$error":"#REF!"},{"$error":"#REF!"},{"$error":"#REF!"},{"$error":"#REF!"},{"$error":"#REF!"},{"$error":"#REF!"},{"$error":"#REF!"},{"$error":"#REF!"},{"$error":"#REF!"},{"$error":"#REF!"},{"$error":"#REF!"},{"$error":"#REF!"}]
[null,null,null,"     ii)  Outlet Area Per Row, Ao",null,null,null,null,null,null,"Ao =",null,"square inches",null,null,null,null,null,null,null,null,null,null,null,null,null,null,null,null,null,null,null,null,null,null,null,null,null,null,null,null,null,null,null,null,null,null,null,null,null,null,null,{"$error":"#REF!"},{"$error":"#REF!"},{"$error":"#REF!"},{"$error":"#REF!"},{"$error":"#REF!"},{"$error":"#REF!"},{"$error":"#REF!"},{"$error":"#REF!"},{"$error":"#REF!"},{"$error":"#REF!"},{"$error":"#REF!"},{"$error":"#REF!"},{"$error":"#REF!"},{"$error":"#REF!"},{"$error":"#REF!"},{"$error":"#REF!"},{"$error":"#REF!"},{"$error":"#REF!"},{"$f":"IF($BC62=\"\",\"\",IF(BS$44>$BB$30,\"\",IF($BA62-BS$44<=0,\"\",(0.6*($BB$40/144)*(2*32.2*($BA62-BS$44))^0.5))))","v":{"$error":"#REF!"}},{"$error":"#REF!"},{"$error":"#REF!"},{"$error":"#REF!"},{"$error":"#REF!"},{"$error":"#REF!"},{"$error":"#REF!"},{"$error":"#REF!"},{"$error":"#REF!"},{"$error":"#REF!"},{"$error":"#REF!"},{"$error":"#REF!"},{"$error":"#REF!"},{"$error":"#REF!"},{"$error":"#REF!"},{"$error":"#REF!"},{"$error":"#REF!"}]
[null,null,null,"    iii)  Total Outlet Area, Aot",null,null,null,null,null,null,"Aot =",null,"square inches",null,null,null,null,null,null,null,null,null,null,null,null,null,null,null,null,null,null,null,null,null,null,null,null,null,null,null,null,null,null,null,null,null,null,null,null,null,null,null,{"$error":"#REF!"},{"$error":"#REF!"},{"$error":"#REF!"},{"$error":"#REF!"},{"$error":"#REF!"},{"$error":"#REF!"},{"$error":"#REF!"},{"$error":"#REF!"},{"$error":"#REF!"},{"$error":"#REF!"},{"$error":"#REF!"},{"$error":"#REF!"},{"$error":"#REF!"},{"$error":"#REF!"},{"$error":"#REF!"},{"$error":"#REF!"},{"$error":"#REF!"},{"$error":"#REF!"},{"$f":"IF($BC63=\"\",\"\",IF(BS$44>$BB$30,\"\",IF($BA63-BS$44<=0,\"\",(0.6*($BB$40/144)*(2*32.2*($BA63-BS$44))^0.5))))","v":{"$error":"#REF!"}},{"$error":"#REF!"},{"$error":"#REF!"},{"$error":"#REF!"},{"$error":"#REF!"},{"$error":"#REF!"},{"$error":"#REF!"},{"$error":"#REF!"},{"$error":"#REF!"},{"$error":"#REF!"},{"$error":"#REF!"},{"$error":"#REF!"},{"$error":"#REF!"},{"$error":"#REF!"},{"$error":"#REF!"},{"$error":"#REF!"},{"$error":"#REF!"}]
[null,null,null,"    iv)   Drain Time for WQCV (should fall between 22 and 28 hours)",null,null,null,null,null,null,"Drain Time =",null,"hours",null,null,null,null,null,null,null,null,null,null,null,null,null,null,null,null,null,null,null,null,null,null,null,null,null,null,null,null,null,null,null,null,null,null,null,null,null,null,null,{"$error":"#REF!"},{"$error":"#REF!"},{"$error":"#REF!"},{"$error":"#REF!"},{"$error":"#REF!"},{"$error":"#REF!"},{"$error":"#REF!"},{"$error":"#REF!"},{"$error":"#REF!"},{"$error":"#REF!"},{"$error":"#REF!"},{"$error":"#REF!"},{"$error":"#REF!"},{"$error":"#REF!"},{"$error":"#REF!"},{"$error":"#REF!"},{"$error":"#REF!"},{"$error":"#REF!"},{"$error":"#REF!"},{"$error":"#REF!"},{"$error":"#REF!"},{"$error":"#REF!"},{"$error":"#REF!"},{"$error":"#REF!"},{"$error":"#REF!"},{"$error":"#REF!"},{"$error":"#REF!"},{"$error":"#REF!"},{"$error":"#REF!"},{"$error":"#REF!"},{"$error":"#REF!"},{"$error":"#REF!"},{"$error":"#REF!"},{"$error":"#REF!"},{"$error":"#REF!"}]
[null,null,null,null,null,null,null,null,null,null,null,null,null,null,null,null,null,null,null,null,null,null,null,null,null,null,null,null,null,null,null,null,null,null,null,null,null,null,null,null,null,null,null,null,null,null,null,null,null,null,null,null,{"$error":"#REF!"},{"$error":"#REF!"},{"$error":"#REF!"},{"$error":"#REF!"},{"$error":"#REF!"},{"$error":"#REF!"},{"$error":"#REF!"},{"$error":"#REF!"},{"$error":"#REF!"},{"$error":"#REF!"},{"$error":"#REF!"},{"$error":"#REF!"},{"$error":"#REF!"},{"$error":"#REF!"},{"$error":"#REF!"},{"$error":"#REF!"},{"$error":"#REF!"},{"$error":"#REF!"},{"$error":"#REF!"},{"$error":"#REF!"},{"$error":"#REF!"},{"$error":"#REF!"},{"$error":"#REF!"},{"$error":"#REF!"},{"$error":"#REF!"},{"$error":"#REF!"},{"$error":"#REF!"},{"$error":"#REF!"},{"$error":"#REF!"},{"$error":"#REF!"},{"$error":"#REF!"},{"$error":"#REF!"},{"$error":"#REF!"},{"$error":"#REF!"},{"$error":"#REF!"}]
[null,null,null,null,null,null,null,null,null,null,null,null,null,null,null,null,null,null,null,null,null,null,null,null,null,null,null,null,null,null,null,null,null,null,null,null,null,null,null,null,null,null,null,null,null,null,null,null,null,null,null,null,{"$error":"#REF!"},{"$error":"#REF!"},{"$error":"#REF!"},{"$f":"IF($BC66=\"\",\"\",IF(BD$44>$BB$30,\"\",IF($BA66-BD$44<=0,\"\",(0.6*($BB$40/144)*(2*32.2*($BA66-BD$44))^0.5))))","v":{"$error":"#REF!"}},{"$error":"#REF!"},{"$error":"#REF!"},{"$error":"#REF!"},{"$error":"#REF!"},{"$error":"#REF!"},{"$error":"#REF!"},{"$error":"#REF!"},{"$error":"#REF!"},{"$error":"#REF!"},{"$error":"#REF!"},{"$error":"#REF!"},{"$error":"#REF!"},{"$error":"#REF!"},{"$error":"#REF!"},{"$error":"#REF!"},{"$error":"#REF!"},{"$error":"#REF!"},{"$error":"#REF!"},{"$error":"#REF!"},{"$error":"#REF!"},{"$error":"#REF!"},{"$error":"#REF!"},{"$error":"#REF!"},{"$error":"#REF!"},{"$error":"#REF!"},{"$error":"#REF!"},{"$error":"#REF!"},{"$error":"#REF!"},{"$error":"#REF!"},{"$error":"#REF!"},{"$error":"#REF!"}]
[null,null,null,null,null,null,null,null,null,null,null,null,null,null,null,null,null,null,null,null,null,null,null,null,null,null,null,null,null,null,null,null,null,null,null,null,null,null,null,null,null,null,null,null,null,null,null,null,null,null,null,null,{"$error":"#REF!"},{"$error":"#REF!"},{"$error":"#REF!"},{"$error":"#REF!"},{"$error":"#REF!"},{"$error":"#REF!"},{"$error":"#REF!"},{"$error":"#REF!"},{"$error":"#REF!"},{"$error":"#REF!"},{"$error":"#REF!"},{"$error":"#REF!"},{"$error":"#REF!"},{"$error":"#REF!"},{"$error":"#REF!"},{"$error":"#REF!"},{"$error":"#REF!"},{"$error":"#REF!"},{"$error":"#REF!"},{"$error":"#REF!"},{"$error":"#REF!"},{"$error":"#REF!"},{"$error":"#REF!"},{"$error":"#REF!"},{"$error":"#REF!"},{"$error":"#REF!"},{"$error":"#REF!"},{"$error":"#REF!"},{"$error":"#REF!"},{"$error":"#REF!"},{"$error":"#REF!"},{"$error":"#REF!"},{"$error":"#REF!"},{"$error":"#REF!"},{"$error":"#REF!"}]
[null,"Design Procedure Form:  Constructed Wetland Basin (CWB) - Sedimentation Facility",null,null,null,null,null,null,null,null,null,null,null,null,null,null,null,null,null,null,null,null,null,null,null,null,null,null,null,null,null,null,null,null,null,null,null,null,null,null,null,null,null,null,null,null,null,null,null,null,null,null,{"$error":"#REF!"},{"$error":"#REF!"},{"$error":"#REF!"},{"$error":"#REF!"},{"$error":"#REF!"},{"$error":"#REF!"},{"$error":"#REF!"},{"$error":"#REF!"},{"$error":"#REF!"},{"$error":"#REF!"},{"$error":"#REF!"},{"$error":"#REF!"},{"$error":"#REF!"},{"$error":"#REF!"},{"$error":"#REF!"},{"$error":"#REF!"},{"$error":"#REF!"},{"$error":"#REF!"},{"$error":"#REF!"},{"$error":"#REF!"},{"$error":"#REF!"},{"$error":"#REF!"},{"$error":"#REF!"},{"$error":"#REF!"},{"$error":"#REF!"},{"$error":"#REF!"},{"$error":"#REF!"},{"$error":"#REF!"},{"$error":"#REF!"},{"$error":"#REF!"},{"$error":"#REF!"},{"$error":"#REF!"},{"$error":"#REF!"},{"$error":"#REF!"},{"$error":"#REF!"}]
[null,null,null,null,null,null,null,null,null,null,null,null,null,"    Sheet 2 of 2",null,null,null,null,null,null,null,null,null,null,null,null,null,null,null,null,null,null,null,null,null,null,null,null,null,null,null,null,null,null,null,null,null,null,null,null,null,null,{"$error":"#REF!"},{"$error":"#REF!"},{"$error":"#REF!"},{"$error":"#REF!"},{"$error":"#REF!"},{"$error":"#REF!"},{"$error":"#REF!"},{"$error":"#REF!"},{"$error":"#REF!"},{"$error":"#REF!"},{"$error":"#REF!"},{"$error":"#REF!"},{"$error":"#REF!"},{"$error":"#REF!"},{"$error":"#REF!"},{"$error":"#REF!"},{"$error":"#REF!"},{"$error":"#REF!"},{"$error":"#REF!"},{"$error":"#REF!"},{"$error":"#REF!"},{"$error":"#REF!"},{"$error":"#REF!"},{"$error":"#REF!"},{"$error":"#REF!"},{"$error":"#REF!"},{"$error":"#REF!"},{"$error":"#REF!"},{"$error":"#REF!"},{"$error":"#REF!"},{"$error":"#REF!"},{"$error":"#REF!"},{"$error":"#REF!"},{"$error":"#REF!"},{"$error":"#REF!"}]
[null,null,"Designer:",null,{"$f":"IF(E4=\"\",\"\",E4)","v":""},null,null,null,null,null,null,null,null,null,null,null,null,null,null,null,null,null,null,null,null,null,null,null,null,null,null,null,null,null,null,null,null,null,null,null,null,null,null,null,null,null,null,null,null,null,null,null,{"$error":"#REF!"},{"$error":"#REF!"},{"$error":"#REF!"},{"$error":"#REF!"},{"$error":"#REF!"},{"$error":"#REF!"},{"$error":"#REF!"},{"$error":"#REF!"},{"$error":"#REF!"},{"$error":"#REF!"},{"$error":"#REF!"},{"$error":"#REF!"},{"$error":"#REF!"},{"$error":"#REF!"},{"$error":"#REF!"},{"$error":"#REF!"},{"$error":"#REF!"},{"$error":"#REF!"},{"$error":"#REF!"},{"$error":"#REF!"},{"$error":"#REF!"},{"$error":"#REF!"},{"$error":"#REF!"},{"$error":"#REF!"},{"$error":"#REF!"},{"$error":"#REF!"},{"$error":"#REF!"},{"$error":"#REF!"},{"$error":"#REF!"},{"$error":"#REF!"},{"$error":"#REF!"},{"$error":"#REF!"},{"$error":"#REF!"},{"$error":"#REF!"},{"$error":"#REF!"}]
[null,null,"Company:",null,{"$f":"IF(E5=\"\",\"\",E5)","v":""},null,null,null,null,null,null,null,null,null,null,null,null,null,null,null,null,null,null,null,null,null,null,null,null,null,null,null,null,null,null,null,null,null,null,null,null,null,null,null,null,null,null,null,null,null,null,null,{"$error":"#REF!"},{"$error":"#REF!"},{"$error":"#REF!"},{"$error":"#REF!"},{"$error":"#REF!"},{"$error":"#REF!"},{"$error":"#REF!"},{"$error":"#REF!"},{"$error":"#REF!"},{"$error":"#REF!"},{"$error":"#REF!"},{"$error":"#REF!"},{"$error":"#REF!"},{"$error":"#REF!"},{"$error":"#REF!"},{"$error":"#REF!"},{"$error":"#REF!"},{"$error":"#REF!"},{"$error":"#REF!"},{"$error":"#REF!"},{"$error":"#REF!"},{"$error":"#REF!"},{"$error":"#REF!"},{"$error":"#REF!"},{"$error":"#REF!"},{"$error":"#REF!"},{"$error":"#REF!"},{"$error":"#REF!"},{"$error":"#REF!"},{"$error":"#REF!"},{"$error":"#REF!"},{"$error":"#REF!"},{"$error":"#REF!"},{"$error":"#REF!"},{"$error":"#REF!"}]
[null,null,"Date:",null,{"$f":"IF(E6=\"\",\"\",E6)","v":""},null,null,null,null,null,null,null,null,null,null,null,null,null,null,null,null,null,null,null,null,null,null,null,null,null,null,null,null,null,null,null,null,null,null,null,null,null,null,null,null,null,null,null,null,null,null,null,{"$error":"#REF!"},{"$error":"#REF!"},{"$error":"#REF!"},{"$error":"#REF!"},{"$error":"#REF!"},{"$error":"#REF!"},{"$error":"#REF!"},{"$error":"#REF!"},{"$error":"#REF!"},{"$error":"#REF!"},{"$error":"#REF!"},{"$error":"#REF!"},{"$error":"#REF!"},{"$error":"#REF!"},{"$error":"#REF!"},{"$error":"#REF!"},{"$error":"#REF!"},{"$error":"#REF!"},{"$error":"#REF!"},{"$error":"#REF!"},{"$error":"#REF!"},{"$error":"#REF!"},{"$error":"#REF!"},{"$error":"#REF!"},{"$error":"#REF!"},{"$error":"#REF!"},{"$error":"#REF!"},{"$error":"#REF!"},{"$error":"#REF!"},{"$error":"#REF!"},{"$error":"#REF!"},{"$error":"#REF!"},{"$error":"#REF!"},{"$error":"#REF!"},{"$error":"#REF!"}]
[null,null,"Project:",null,{"$f":"IF(E7=\"\",\"\",E7)","v":""},null,null,null,null,null,null,null,null,null,null,null,null,null,null,null,null,null,null,null,null,null,null,null,null,null,null,null,null,null,null,null,null,null,null,null,null,null,null,null,null,null,null,null,null,null,null,null,{"$error":"#REF!"},{"$error":"#REF!"},{"$error":"#REF!"},{"$error":"#REF!"},{"$error":"#REF!"},{"$error":"#REF!"},{"$error":"#REF!"},{"$error":"#REF!"},{"$error":"#REF!"},{"$error":"#REF!"},{"$error":"#REF!"},{"$error":"#REF!"},{"$error":"#REF!"},{"$error":"#REF!"},{"$error":"#REF!"},{"$error":"#REF!"},{"$error":"#REF!"},{"$error":"#REF!"},{"$error":"#REF!"},{"$error":"#REF!"},{"$error":"#REF!"},{"$error":"#REF!"},{"$error":"#REF!"},{"$error":"#REF!"},{"$error":"#REF!"},{"$error":"#REF!"},{"$error":"#REF!"},{"$error":"#REF!"},{"$error":"#REF!"},{"$error":"#REF!"},{"$error":"#REF!"},{"$error":"#REF!"},{"$error":"#REF!"},{"$error":"#REF!"},{"$error":"#REF!"}]
[null,null,"Location:",null,{"$f":"IF(E8=\"\",\"\",E8)","v":""},null,null,null,null,null,null,null,null,null,null,null,null,null,null,null,null,null,null,null,null,null,null,null,null,null,null,null,null,null,null,null,null,null,null,null,null,null,null,null,null,null,null,null,null,null,null,null,{"$error":"#REF!"},{"$error":"#REF!"},{"$error":"#REF!"},{"$error":"#REF!"},{"$error":"#REF!"},{"$error":"#REF!"},{"$error":"#REF!"},{"$error":"#REF!"},{"$error":"#REF!"},{"$error":"#REF!"},{"$error":"#REF!"},{"$error":"#REF!"},{"$error":"#REF!"},{"$error":"#REF!"},{"$error":"#REF!"},{"$error":"#REF!"},{"$error":"#REF!"},{"$error":"#REF!"},{"$error":"#REF!"},{"$error":"#REF!"},{"$error":"#REF!"},{"$error":"#REF!"},{"$error":"#REF!"},{"$error":"#REF!"},{"$error":"#REF!"},{"$error":"#REF!"},{"$error":"#REF!"},{"$error":"#REF!"},{"$error":"#REF!"},{"$error":"#REF!"},{"$error":"#REF!"},{"$error":"#REF!"},{"$error":"#REF!"},{"$error":"#REF!"},{"$error":"#REF!"}]
[null,null,null,null,null,null,null,null,null,null,null,null,null,null,null,null,null,null,null,null,null,null,null,null,null,null,null,null,null,null,null,null,null,null,null,null,null,null,null,null,null,null,null,null,null,null,null,null,null,null,null,null,{"$error":"#REF!"},{"$error":"#REF!"},{"$error":"#REF!"},{"$error":"#REF!"},{"$error":"#REF!"},{"$error":"#REF!"},{"$error":"#REF!"},{"$error":"#REF!"},{"$error":"#REF!"},{"$error":"#REF!"},{"$error":"#REF!"},{"$error":"#REF!"},{"$error":"#REF!"},{"$error":"#REF!"},{"$error":"#REF!"},{"$error":"#REF!"},{"$error":"#REF!"},{"$error":"#REF!"},{"$error":"#REF!"},{"$error":"#REF!"},{"$error":"#REF!"},{"$error":"#REF!"},{"$error":"#REF!"},{"$error":"#REF!"},{"$error":"#REF!"},{"$error":"#REF!"},{"$error":"#REF!"},{"$error":"#REF!"},{"$error":"#REF!"},{"$error":"#REF!"},{"$error":"#REF!"},{"$error":"#REF!"},{"$error":"#REF!"},{"$error":"#REF!"},{"$error":"#REF!"}]
[null,null,null,null,null,null,null,null,null,null,null,null,null,null,null,null,null,null,null,null,null,null,null,null,null,null,null,null,null,null,null,null,null,null,null,null,null,null,null,null,null,null,null,null,null,null,null,null,null,null,null,null,{"$f":"IF(#REF!=\"\",\"\",IF(#REF!<$BB$30,#REF!+(2/12),\"\"))","v":{"$error":"#REF!"}},{"$error":"#REF!"},{"$f":"IF(BB76=\"\",\"\",((#REF!+BB76)/2)*(2/12))","v":{"$error":"#REF!"}},{"$f":"IF($BC76=\"\",\"\",IF(BD$44>$BB$30,\"\",IF($BA76-BD$44<=0,\"\",(0.6*($BB$40/144)*(2*32.2*($BA76-BD$44))^0.5))))","v":{"$error":"#REF!"}},{"$error":"#REF!"},{"$error":"#REF!"},{"$error":"#REF!"},{"$error":"#REF!"},{"$error":"#REF!"},{"$error":"#REF!"},{"$error":"#REF!"},{"$error":"#REF!"},{"$error":"#REF!"},{"$error":"#REF!"},{"$error":"#REF!"},{"$error":"#REF!"},{"$error":"#REF!"},{"$error":"#REF!"},{"$error":"#REF!"},{"$f":"IF($BC76=\"\",\"\",IF(BT$44>$BB$30,\"\",IF($BA76-BT$44<=0,\"\",(0.6*($BB$40/144)*(2*32.2*($BA76-BT$44))^0.5))))","v":{"$error":"#REF!"}},{"$error":"#REF!"},{"$error":"#REF!"},{"$error":"#REF!"},{"$error":"#REF!"},{"$error":"#REF!"},{"$error":"#REF!"},{"$error":"#REF!"},{"$error":"#REF!"},{"$error":"#REF!"},{"$error":"#REF!"},{"$error":"#REF!"},{"$error":"#REF!"},{"$error":"#REF!"},{"$error":"#REF!"},{"$error":"#REF!"}]
[null,null,"6.",null,null,null,null,null,null,null,null,null,null,null,null,null,null,null,null,null,null,null,null,null,null,null,null,null,null,null,null,null,null,null,null,null,null,null,null,null,null,null,null,null,null,null,null,null,null,null,null,null,{"$error":"#REF!"},{"$error":"#REF!"},{"$error":"#REF!"},{"$error":"#REF!"},{"$error":"#REF!"},{"$error":"#REF!"},{"$error":"#REF!"},{"$error":"#REF!"},{"$error":"#REF!"},{"$error":"#REF!"},{"$error":"#REF!"},{"$error":"#REF!"},{"$error":"#REF!"},{"$error":"#REF!"},{"$error":"#REF!"},{"$error":"#REF!"},{"$error":"#REF!"},{"$error":"#REF!"},{"$error":"#REF!"},{"$error":"#REF!"},{"$error":"#REF!"},{"$error":"#REF!"},{"$error":"#REF!"},{"$error":"#REF!"},{"$error":"#REF!"},{"$error":"#REF!"},{"$error":"#REF!"},{"$error":"#REF!"},{"$error":"#REF!"},{"$error":"#REF!"},{"$error":"#REF!"},{"$error":"#REF!"},{"$error":"#REF!"},{"$error":"#REF!"},{"$error":"#REF!"}]
[null,null,null,null,null,null,null,null,null,null,null,null,null,null,null,null,null,null,null,null,null,null,null,null,null,null,null,null,null,null,null,null,null,null,null,null,null,null,null,null,null,null,null,null,null,null,null,null,null,null,null,null,{"$error":"#REF!"},{"$error":"#REF!"},{"$error":"#REF!"},{"$error":"#REF!"},{"$error":"#REF!"},{"$error":"#REF!"},{"$error":"#REF!"},{"$error":"#REF!"},{"$error":"#REF!"},{"$error":"#REF!"},{"$error":"#REF!"},{"$error":"#REF!"},{"$error":"#REF!"},{"$error":"#REF!"},{"$error":"#REF!"},{"$error":"#REF!"},{"$error":"#REF!"},{"$error":"#REF!"},{"$error":"#REF!"},{"$error":"#REF!"},{"$error":"#REF!"},{"$error":"#REF!"},{"$error":"#REF!"},{"$error":"#REF!"},{"$error":"#REF!"},{"$error":"#REF!"},{"$error":"#REF!"},{"$error":"#REF!"},{"$error":"#REF!"},{"$error":"#REF!"},{"$error":"#REF!"},{"$error":"#REF!"},{"$error":"#REF!"},{"$error":"#REF!"},{"$error":"#REF!"}]
[null,null,null,"A)  Needed Open Area: At = 0.5 * (Figure WQ-7 Value) * Aot ",null,null,null,null,null,null,"At =",null,"square inches",null,null,null,null,null,null,null,null,null,null,null,null,null,null,null,null,null,null,null,null,null,null,null,null,null,null,null,null,null,null,null,null,null,null,null,null,null,null,null,{"$error":"#REF!"},{"$error":"#REF!"},{"$error":"#REF!"},{"$error":"#REF!"},{"$error":"#REF!"},{"$error":"#REF!"},{"$error":"#REF!"},{"$error":"#REF!"},{"$error":"#REF!"},{"$error":"#REF!"},{"$error":"#REF!"},{"$error":"#REF!"},{"$error":"#REF!"},{"$error":"#REF!"},{"$error":"#REF!"},{"$error":"#REF!"},{"$error":"#REF!"},{"$error":"#REF!"},{"$error":"#REF!"},{"$error":"#REF!"},{"$error":"#REF!"},{"$error":"#REF!"},{"$error":"#REF!"},{"$error":"#REF!"},{"$error":"#REF!"},{"$error":"#REF!"},{"$error":"#REF!"},{"$error":"#REF!"},{"$error":"#REF!"},{"$error":"#REF!"},{"$error":"#REF!"},{"$error":"#REF!"},{"$error":"#REF!"},{"$error":"#REF!"},{"$error":"#REF!"}]
[null,null,null,null,null,null,null,null,null,null,null,null,null,null,null,null,null,null,null,null,null,null,null,null,null,null,null,null,null,null,null,null,null,null,null,null,null,null,null,null,null,null,null,null,null,null,null,null,null,null,null,null,{"$error":"#REF!"},{"$error":"#REF!"},{"$error":"#REF!"},{"$error":"#REF!"},{"$error":"#REF!"},{"$error":"#REF!"},{"$error":"#REF!"},{"$error":"#REF!"},{"$error":"#REF!"},{"$error":"#REF!"},{"$error":"#REF!"},{"$error":"#REF!"},{"$error":"#REF!"},{"$error":"#REF!"},{"$error":"#REF!"},{"$error":"#REF!"},{"$error":"#REF!"},{"$error":"#REF!"},{"$error":"#REF!"},{"$error":"#REF!"},{"$error":"#REF!"},{"$error":"#REF!"},{"$error":"#REF!"},{"$error":"#REF!"},{"$error":"#REF!"},{"$error":"#REF!"},{"$error":"#REF!"},{"$error":"#REF!"},{"$error":"#REF!"},{"$error":"#REF!"},{"$error":"#REF!"},{"$error":"#REF!"},{"$error":"#REF!"},{"$error":"#REF!"},{"$error":"#REF!"}]
[null,null,null,null,null,null,null,null,null,null,null,null,null,null,null,null,null,null,null,null,null,null,null,null,null,null,null,null,null,null,null,null,null,null,null,null,null,null,null,null,null,null,null,null,null,null,null,null,null,null,null,null,{"$error":"#REF!"},{"$error":"#REF!"},{"$error":"#REF!"},{"$error":"#REF!"},{"$error":"#REF!"},{"$error":"#REF!"},{"$error":"#REF!"},{"$error":"#REF!"},{"$error":"#REF!"},{"$error":"#REF!"},{"$error":"#REF!"},{"$error":"#REF!"},{"$error":"#REF!"},{"$error":"#REF!"},{"$error":"#REF!"},{"$error":"#REF!"},{"$error":"#REF!"},{"$error":"#REF!"},{"$error":"#REF!"},{"$error":"#REF!"},{"$error":"#REF!"},{"$error":"#REF!"},{"$error":"#REF!"},{"$error":"#REF!"},{"$error":"#REF!"},{"$error":"#REF!"},{"$error":"#REF!"},{"$error":"#REF!"},{"$error":"#REF!"},{"$error":"#REF!"},{"$error":"#REF!"},{"$error":"#REF!"},{"$error":"#REF!"},{"$error":"#REF!"},{"$error":"#REF!"}]
[null,null,null,"B)  Height of Trash Rack:  HTR ",null,{"$f":"IF(L46=\"\",\"\",\"(Min Height = Dwqcv + 24 inches = \"&CEILING((L46*12+24),1)&\" inches.)\")","v":""},null,null,null,null,"HTR =",null,"inches",null,null,null,null,null,null,null,null,null,null,null,null,null,null,null,null,null,null,null,null,null,null,null,null,null,null,null,null,null,null,null,null,null,null,null,null,null,null,null,{"$error":"#REF!"},{"$error":"#REF!"},{"$error":"#REF!"},{"$error":"#REF!"},{"$error":"#REF!"},{"$error":"#REF!"},{"$error":"#REF!"},{"$error":"#REF!"},{"$error":"#REF!"},{"$error":"#REF!"},{"$error":"#REF!"},{"$error":"#REF!"},{"$error":"#REF!"},{"$error":"#REF!"},{"$error":"#REF!"},{"$error":"#REF!"},{"$error":"#REF!"},{"$error":"#REF!"},{"$error":"#REF!"},{"$error":"#REF!"},{"$error":"#REF!"},{"$error":"#REF!"},{"$error":"#REF!"},{"$error":"#REF!"},{"$error":"#REF!"},{"$error":"#REF!"},{"$error":"#REF!"},{"$error":"#REF!"},{"$error":"#REF!"},{"$error":"#REF!"},{"$error":"#REF!"},{"$error":"#REF!"},{"$error":"#REF!"},{"$error":"#REF!"},{"$error":"#REF!"}]
[null,null,null,null,null,null,null,null,null,null,null,null,null,null,null,null,null,null,null,null,null,null,null,null,null,null,null,null,null,null,null,null,null,null,null,null,null,null,null,null,null,null,null,null,null,null,null,null,null,null,null,null,{"$error":"#REF!"},{"$error":"#REF!"},{"$error":"#REF!"},{"$error":"#REF!"},{"$error":"#REF!"},{"$error":"#REF!"},{"$error":"#REF!"},{"$error":"#REF!"},{"$error":"#REF!"},{"$error":"#REF!"},{"$error":"#REF!"},{"$error":"#REF!"},{"$error":"#REF!"},{"$error":"#REF!"},{"$error":"#REF!"},{"$error":"#REF!"},{"$error":"#REF!"},{"$error":"#REF!"},{"$error":"#REF!"},{"$error":"#REF!"},{"$error":"#REF!"},{"$error":"#REF!"},{"$error":"#REF!"},{"$error":"#REF!"},{"$error":"#REF!"},{"$error":"#REF!"},{"$error":"#REF!"},{"$error":"#REF!"},{"$error":"#REF!"},{"$error":"#REF!"},{"$error":"#REF!"},{"$error":"#REF!"},{"$error":"#REF!"},{"$error":"#REF!"},{"$error":"#REF!"}]
[null,null,null,"C)  Width of Concrete Opening: Wconc = (At / R) / HTR ",null,null,null,null,null,null,"Wconc =",null,"inches",null,null,null,null,null,null,null,null,null,null,null,null,null,null,null,null,null,null,null,null,null,null,null,null,null,null,null,null,null,null,null,null,null,null,null,null,null,null,null,{"$error":"#REF!"},{"$error":"#REF!"},{"$error":"#REF!"},{"$error":"#REF!"},{"$error":"#REF!"},{"$error":"#REF!"},{"$error":"#REF!"},{"$error":"#REF!"},{"$error":"#REF!"},{"$error":"#REF!"},{"$error":"#REF!"},{"$error":"#REF!"},{"$error":"#REF!"},{"$error":"#REF!"},{"$error":"#REF!"},{"$error":"#REF!"},{"$error":"#REF!"},{"$error":"#REF!"},{"$error":"#REF!"},{"$error":"#REF!"},{"$error":"#REF!"},{"$error":"#REF!"},{"$error":"#REF!"},{"$error":"#REF!"},{"$error":"#REF!"},{"$error":"#REF!"},{"$error":"#REF!"},{"$error":"#REF!"},{"$error":"#REF!"},{"$error":"#REF!"},{"$error":"#REF!"},{"$error":"#REF!"},{"$error":"#REF!"},{"$error":"#REF!"},{"$error":"#REF!"}]
[null,null,null,"    Effective open area, R = 0.6 for wire screens, R = 0.71 for aluminum bar grates",null,null,null,null,null,null,null,null,null,null,null,null,null,null,null,null,null,null,null,null,null,null,null,null,null,null,null,null,null,null,null,null,null,null,null,null,null,null,null,null,null,null,null,null,null,null,null,null,{"$error":"#REF!"},{"$error":"#REF!"},{"$error":"#REF!"},{"$error":"#REF!"},{"$error":"#REF!"},{"$error":"#REF!"},{"$error":"#REF!"},{"$error":"#REF!"},{"$error":"#REF!"},{"$error":"#REF!"},{"$error":"#REF!"},{"$error":"#REF!"},{"$error":"#REF!"},{"$error":"#REF!"},{"$error":"#REF!"},{"$error":"#REF!"},{"$error":"#REF!"},{"$error":"#REF!"},{"$error":"#REF!"},{"$error":"#REF!"},{"$error":"#REF!"},{"$error":"#REF!"},{"$error":"#REF!"},{"$error":"#REF!"},{"$error":"#REF!"},{"$error":"#REF!"},{"$error":"#REF!"},{"$error":"#REF!"},{"$error":"#REF!"},{"$error":"#REF!"},{"$error":"#REF!"},{"$error":"#REF!"},{"$error":"#REF!"},{"$error":"#REF!"},{"$error":"#REF!"}]
[null,null,null,null,null,null,null,null,null,null,null,null,null,null,null,null,null,null,null,null,null,null,null,null,null,null,null,null,null,null,null,null,null,null,null,null,null,null,null,null,null,null,null,null,null,null,null,null,null,null,null,null,{"$error":"#REF!"},{"$error":"#REF!"},{"$error":"#REF!"},{"$error":"#REF!"},{"$error":"#REF!"},{"$error":"#REF!"},{"$error":"#REF!"},{"$error":"#REF!"},{"$error":"#REF!"},{"$error":"#REF!"},{"$error":"#REF!"},{"$error":"#REF!"},{"$error":"#REF!"},{"$error":"#REF!"},{"$error":"#REF!"},{"$error":"#REF!"},{"$error":"#REF!"},{"$error":"#REF!"},{"$error":"#REF!"},{"$error":"#REF!"},{"$error":"#REF!"},{"$error":"#REF!"},{"$error":"#REF!"},{"$error":"#REF!"},{"$error":"#REF!"},{"$error":"#REF!"},{"$error":"#REF!"},{"$error":"#REF!"},{"$error":"#REF!"},{"$error":"#REF!"},{"$error":"#REF!"},{"$error":"#REF!"},{"$error":"#REF!"},{"$error":"#REF!"},{"$error":"#REF!"}]
[null,null,null,"D)  Width of Trash Rack Screen, WTR    (Minimum Width = Wconc + 6\")",null,null,null,null,null,null,"WTR =",null,"inches",null,null,null,null,null,null,null,null,null,null,null,null,null,null,null,null,null,null,null,null,null,null,null,null,null,null,null,null,null,null,null,null,null,null,null,null,null,null,null,{"$error":"#REF!"},{"$error":"#REF!"},{"$error":"#REF!"},{"$error":"#REF!"},{"$error":"#REF!"},{"$error":"#REF!"},{"$error":"#REF!"},{"$error":"#REF!"},{"$error":"#REF!"},{"$error":"#REF!"},{"$error":"#REF!"},{"$error":"#REF!"},{"$error":"#REF!"},{"$error":"#REF!"},{"$error":"#REF!"},{"$error":"#REF!"},{"$error":"#REF!"},{"$error":"#REF!"},{"$error":"#REF!"},{"$error":"#REF!"},{"$error":"#REF!"},{"$error":"#REF!"},{"$error":"#REF!"},{"$error":"#REF!"},{"$error":"#REF!"},{"$error":"#REF!"},{"$error":"#REF!"},{"$error":"#REF!"},{"$error":"#REF!"},{"$error":"#REF!"},{"$error":"#REF!"},{"$error":"#REF!"},{"$error":"#REF!"},{"$error":"#REF!"},{"$error":"#REF!"}]
[null,null,null,null,null,null,null,null,null,null,null,null,null,null,null,null,null,null,null,null,null,null,null,null,null,null,null,null,null,null,null,null,null,null,null,null,null,null,null,null,null,null,null,null,null,null,null,null,null,null,null,null,null,null,null,null,null,null,null,null,null,null,null,null,null,null,null,null,null,null,null,null,null,null,null,null,null,null,null,null,null,null,null,null,null,"Total Drain Time (hrs)",{"$f":"SUM(CI45:CI87)","v":{"$error":"#VALUE!"}}]
[null,null,null,"E)  Type of Trash Rack",null,null,null,null,null,null,null,null,null,null,null,null,null,null,null,null,null,null,null,null,null,null,null,null,null,null,null,null,null,null,null,null,null,null,null,null,null,null,null,null,null,null,null,null,null,null,null,null,null,null,null,null,null,null,null,null,null,null,null,null,null,null,null,null,null,null,null,null,null,null,null,null,null,null,null,null,null,null,null,null,null,"Peak Outflow Rate (cfs)",{"$f":"MAX(CH45:CH87)","v":{"$error":"#VALUE!"}}]
[null,null,null,null,"Stainless Steel #93 VEE Wire",null,null,null,null,null,null,"S.S. #93 VEE Wire (Johnson Screens)"]
[null,null,null,null,"Aluminum Bar Grate",null,null,null,null,null,null,"Aluminum Bar Grate (Klemp KRP)"]
[null,null,null,null,null,null,null,null,null,null,null,null,null,null,null,null,null,null,null,null,null,null,null,null,null,null,null,null,null,null,null,null,null,null,null,null,null,null,null,null,null,null,null,null,null,null,null,null,null,null,null,null,"WQCV =",{"$f":"IF(L48=\"\",\"\",L48)","v":""},"cubic feet"]
[null,null,null,"F)  Open Space between:",null,"S.S. #93 VEE Wires",null,null,null,null,null,"#93 VEE Wire Slot Opening",null,null,null,null,null,null,null,null,null,null,null,null,null,null,null,null,null,null,null,null,null,null,null,null,null,null,null,null,null,null,null,null,null,null,null,null,null,null,null,null,"DWQCV =",{"$f":"IF(L46=\"\",\"\",L46)","v":""},"feet",null,null,"Total Drain Time (hrs)",{"$f":"CI170","v":{"$error":"#VALUE!"}}]
[null,null,null,null,null,"Aluminum Bearing Bars (Vertical Alignment)",null,null,null,null,null,null,null,null,null,null,null,null,null,null,null,null,null,null,null,null,null,null,null,null,null,null,null,null,null,null,null,null,null,null,null,null,null,null,null,null,null,null,null,null,null,null,"WQCV water surface elevation =",100,"feet",null,null,"Peak Outflow Rate (cfs)",{"$f":"CI171","v":{"$error":"#VALUE!"}}]
[null,null,null,null,null,null,null,null,null,null,null,null,null,null,null,null,null,null,null,null,null,null,null,null,null,null,null,null,null,null,null,null,null,null,null,null,null,null,null,null,null,null,null,null,null,null,null,null,null,null,null,null,"permanent pool elevation =",{"$f":"BB94-BB93","v":{"$error":"#VALUE!"}},"feet"]
[null,null,null,"G)  Spacing of Support Rods (O.C.)",null,null,null,null,null,null,null,"On Center Spacing"]
[]
[null,null,null,"H)  Type and Size of:"]
[null,null,null,null,"Support Rods for S.S. #93 VEE Wire Screen",null,null,null,null,null,null,null,null,null,null,null,null,null,null,null,null,null,null,null,null,null,null,null,null,null,null,null,null,null,null,null,null,null,null,null,null,null,null,null,null,null,null,null,null,null,null,null,"dperforation =",{"$f":"IF(L56=\"\",\"\",L56)","v":""},"inches",null,null,"Width for WQCV bottom =",{"$f":"BG34","v":27.08}]
[null,null,null,null,"Bearing Bars for Aluminum Bar Grate",null,null,null,null,null,null,null,null,null,null,null,null,null,null,null,null,null,null,null,null,null,null,null,null,null,null,null,null,null,null,null,null,null,null,null,null,null,null,null,null,null,null,null,null,null,null,null,"nholes =",{"$f":"IF(L57=\"\",\"\",L57)","v":""},null,null,null,"Length for WQCV bottom =",{"$f":"BG35","v":81.239999999999995}]
[null,null,null,null,null,null,null,null,null,null,null,null,null,null,null,null,null,null,null,null,null,null,null,null,null,null,null,null,null,null,null,null,null,null,null,null,null,null,null,null,null,null,null,null,null,null,null,null,null,null,null,null,"Rs =",{"$f":"IF(L58=\"\",\"\",L58)","v":""},"inches"]
[]
[null,null,"7.","Pre-sedimentation Forebay Basin - Enter design values",null,null,null,null,null,null,null,null,null,null,null,null,null,null,null,null,null,null,null,null,null,null,null,null,null,null,null,null,null,null,null,null,null,null,null,null,null,null,null,null,null,null,null,null,null,null,null,null,"nrows =",{"$f":"IF(BB101=\"\",\"\",ROUND(((BB93*12)/BB101),0))","v":""}]
[null,null,null,null,null,null,null,null,null,null,null,null,null,null,null,null,null,null,null,null,null,null,null,null,null,null,null,null,null,null,null,null,null,null,null,null,null,null,null,null,null,null,null,null,null,null,null,null,null,null,null,null,"Outlet Area per Row =",{"$f":"IF(BB100=\"\",\"\",BB100*3.1416*(BB99^2)/4)","v":""},"in2","Outflow Rate (cfs) for each Row (based on row elevation)",null,null,null,null,null,null,null,null,null,"Outflow Rate (cfs) for each Row (based on row elevation)",null,null,null,null,null,null,null,null,null,"Outflow Rate (cfs) for each Row (based on row elevation)"]
[null,null,null,"A)  Volume (5% to 10% of WQCV from 1B)",null,null,null,null,null,null,null,null,"cubic feet",null,null,null,null,null,null,null,null,null,null,null,null,null,null,null,null,null,null,null,null,null,null,null,null,null,null,null,null,null,null,null,null,null,null,null,null,null,null,null,"Total Outlet Area =",{"$f":"IF(BB103=\"\",\"\",BB104*BB103)","v":""},"in2","Row","Row","Row","Row","Row","Row","Row","Row","Row","Row","Row","Row","Row","Row","Row","Row","Row","Row","Row","Row","Row","Row","Row","Row","Row","Row","Row","Row","Row","Row"]
[null,null,null,{"$f":"IF(L15=\"\",\"\",\"       (5% - 10% of Design Volume equals \"&ROUND(0.05*L15,0)&\" to \"&ROUND(0.1*L15,0)&\" cubic feet.)\")","v":""},null,null,null,null,null,null,null,null,null,null,null,null,null,null,null,null,null,null,null,null,null,null,null,null,null,null,null,null,null,null,null,null,null,null,null,null,null,null,null,null,null,null,null,null,null,null,null,null,null,null,null,1,2,3,4,5,6,7,8,9,10,11,12,13,14,15,16,17,18,19,20,21,22,23,24,25,26,27,28,29,30,"Combined","Drain"]
[null,null,null,null,null,null,null,null,null,null,null,null,null,null,null,null,null,null,null,null,null,null,null,null,null,null,null,null,null,null,null,null,null,null,null,null,null,null,null,null,null,null,null,null,null,null,null,null,null,null,null,null,"Water Surface",null,"Incremental","Elevation","Elevation","Elevation","Elevation","Elevation","Elevation","Elevation","Elevation","Elevation","Elevation","Elevation","Elevation","Elevation","Elevation","Elevation","Elevation","Elevation","Elevation","Elevation","Elevation","Elevation","Elevation","Elevation","Elevation","Elevation","Elevation","Elevation","Elevation","Elevation","Elevation","Outflow","Time"]
[null,null,null,null,null,null,null,null,null,null,null,null,null,null,null,null,null,null,null,null,null,null,null,null,null,null,null,null,null,null,null,null,null,null,null,null,null,null,null,null,null,null,null,null,null,null,null,null,null,null,null,null,"Elevation (ft)","Area (ft2)","Volume (ft3)",{"$f":"BA109","v":{"$error":"#VALUE!"}},{"$f":"IF($BB$103>=BE106,BD108+($BB$101/12),9999)","v":{"$error":"#VALUE!"}},{"$f":"IF($BB$103>=BF106,BE108+($BB$101/12),9999)","v":{"$error":"#VALUE!"}},{"$error":"#VALUE!"},{"$error":"#VALUE!"},{"$error":"#VALUE!"},{"$error":"#VALUE!"},{"$error":"#VALUE!"},{"$error":"#VALUE!"},{"$error":"#VALUE!"},{"$error":"#VALUE!"},{"$error":"#VALUE!"},{"$error":"#VALUE!"},{"$error":"#VALUE!"},{"$error":"#VALUE!"},{"$error":"#VALUE!"},{"$error":"#VALUE!"},{"$error":"#VALUE!"},{"$error":"#VALUE!"},{"$error":"#VALUE!"},{"$error":"#VALUE!"},{"$error":"#VALUE!"},{"$error":"#VALUE!"},{"$error":"#VALUE!"},{"$error":"#VALUE!"},{"$error":"#VALUE!"},{"$error":"#VALUE!"},{"$error":"#VALUE!"},{"$error":"#VALUE!"},{"$error":"#VALUE!"},"(cfs)","(hrs)"]
[null,null,null,"B)  Gravel Filter Forebay Outlet",null,null,null,null,null,null,null,null,"yes/no",null,null,null,null,null,null,null,null,null,null,null,null,null,null,null,null,null,null,null,null,null,null,null,null,null,null,null,null,null,null,null,null,null,null,null,null,null,null,null,{"$f":"BB95","v":{"$error":"#VALUE!"}},{"$f":"IF(L28=\"\",\"\",L28)","v":""},{"$f":"IF(BB109=\"\",\"\",0)","v":""},{"$f":"IF(BD$108>$BB$94,\"\",IF($BA109-BD$108<=0,\"\",(0.6*($BB$104/144)*(2*32.2*($BA109-BD$108))^0.5)))","v":{"$error":"#VALUE!"}},{"$f":"IF(BE$108>$BB$94,\"\",IF($BA109-BE$108<=0,\"\",(0.6*($BB$104/144)*(2*32.2*($BA109-BE$108))^0.5)))","v":{"$error":"#VALUE!"}},{"$error":"#VALUE!"},{"$error":"#VALUE!"},{"$error":"#VALUE!"},{"$error":"#VALUE!"},{"$error":"#VALUE!"},{"$error":"#VALUE!"},{"$error":"#VALUE!"},{"$error":"#VALUE!"},{"$error":"#VALUE!"},{"$error":"#VALUE!"},{"$error":"#VALUE!"},{"$error":"#VALUE!"},{"$error":"#VALUE!"},{"$error":"#VALUE!"},{"$error":"#VALUE!"},{"$error":"#VALUE!"},{"$error":"#VALUE!"},{"$error":"#VALUE!"},{"$error":"#VALUE!"},{"$error":"#VALUE!"},{"$error":"#VALUE!"},{"$error":"#VALUE!"},{"$error":"#VALUE!"},{"$error":"#VALUE!"},{"$error":"#VALUE!"},{"$error":"#VALUE!"},{"$error":"#VALUE!"},{"$error":"#VALUE!"},{"$f":"SUM(BD109:CG109)","v":{"$error":"#VALUE!"}},{"$f":"IF(CH109<=0,0,(BC109/CH109)/(60*60))","v":{"$error":"#VALUE!"}}]
[null,null,null,null,null,null,null,null,null,null,null,null,null,null,null,null,null,null,null,null,null,null,null,null,null,null,null,null,null,null,null,null,null,null,null,null,null,null,null,null,null,null,null,null,null,null,null,null,null,null,null,null,{"$f":"IF(BA109=\"\",\"\",IF(BA109<$BB$30,BA109+(2/12),\"\"))","v":{"$error":"#VALUE!"}},{"$f":"IF(BA110=\"\",\"\",(($BG$34+2*$L$44*(BA110-$BA$109))*($BG$35+2*$L$44*(BA110-$BA$109))))","v":{"$error":"#VALUE!"}},{"$f":"IF(BB110=\"\",\"\",((BB109+BB110)/2)*(2/12))","v":{"$error":"#VALUE!"}},{"$f":"IF($BC110=\"\",\"\",IF(BD$108>$BB$94,\"\",IF($BA110-BD$108<=0,\"\",(0.6*($BB$104/144)*(2*32.2*($BA110-BD$108))^0.5))))","v":{"$error":"#VALUE!"}},{"$error":"#VALUE!"},{"$error":"#VALUE!"},{"$error":"#VALUE!"},{"$error":"#VALUE!"},{"$error":"#VALUE!"},{"$error":"#VALUE!"},{"$error":"#VALUE!"},{"$error":"#VALUE!"},{"$error":"#VALUE!"},{"$error":"#VALUE!"},{"$error":"#VALUE!"},{"$error":"#VALUE!"},{"$error":"#VALUE!"},{"$error":"#VALUE!"},{"$error":"#VALUE!"},{"$f":"IF($BC110=\"\",\"\",IF(BT$108>$BB$94,\"\",IF($BA110-BT$108<=0,\"\",(0.6*($BB$104/144)*(2*32.2*($BA110-BT$108))^0.5))))","v":{"$error":"#VALUE!"}},{"$error":"#VALUE!"},{"$error":"#VALUE!"},{"$error":"#VALUE!"},{"$error":"#VALUE!"},{"$error":"#VALUE!"},{"$error":"#VALUE!"},{"$error":"#VALUE!"},{"$error":"#VALUE!"},{"$error":"#VALUE!"},{"$error":"#VALUE!"},{"$error":"#VALUE!"},{"$error":"#VALUE!"},{"$error":"#VALUE!"},{"$f":"SUM(BD110:CG110)","v":{"$error":"#VALUE!"}},{"$f":"IF(CH110=\"\",\"\",IF(CH110<=0,0,(BC110/CH110)/(60*60)))","v":{"$error":"#VALUE!"}}]
[null,null,null,null,null,null,null,null,null,null,null,null,null,null,null,null,null,null,null,null,null,null,null,null,null,null,null,null,null,null,null,null,null,null,null,null,null,null,null,null,null,null,null,null,null,null,null,null,null,null,null,null,{"$f":"IF(BA110=\"\",\"\",IF(BA110<$BB$30,BA110+(2/12),\"\"))","v":{"$error":"#VALUE!"}},{"$error":"#VALUE!"},{"$f":"IF(BB111=\"\",\"\",((BB110+BB111)/2)*(2/12))","v":{"$error":"#VALUE!"}},{"$error":"#VALUE!"},{"$error":"#VALUE!"},{"$error":"#VALUE!"},{"$error":"#VALUE!"},{"$error":"#VALUE!"},{"$error":"#VALUE!"},{"$error":"#VALUE!"},{"$error":"#VALUE!"},{"$error":"#VALUE!"},{"$error":"#VALUE!"},{"$error":"#VALUE!"},{"$error":"#VALUE!"},{"$error":"#VALUE!"},{"$error":"#VALUE!"},{"$error":"#VALUE!"},{"$error":"#VALUE!"},{"$error":"#VALUE!"},{"$error":"#VALUE!"},{"$error":"#VALUE!"},{"$error":"#VALUE!"},{"$error":"#VALUE!"},{"$error":"#VALUE!"},{"$error":"#VALUE!"},{"$error":"#VALUE!"},{"$error":"#VALUE!"},{"$error":"#VALUE!"},{"$error":"#VALUE!"},{"$error":"#VALUE!"},{"$error":"#VALUE!"},{"$error":"#VALUE!"},{"$error":"#VALUE!"},{"$f":"IF(CH111=\"\",\"\",IF(CH111<=0,0,(BC111/CH111)/(60*60)))","v":{"$error":"#VALUE!"}}]
[null,null,null,"C)  Solid Driving Surface on Bottom and Sides of Forebay",null,null,null,null,null,null,null,null,"yes/no",null,null,null,null,null,null,null,null,null,null,null,null,null,null,null,null,null,null,null,null,null,null,null,null,null,null,null,null,null,null,null,null,null,null,null,null,null,null,null,{"$error":"#VALUE!"},{"$error":"#VALUE!"},{"$error":"#VALUE!"},{"$error":"#VALUE!"},{"$error":"#VALUE!"},{"$error":"#VALUE!"},{"$error":"#VALUE!"},{"$error":"#VALUE!"},{"$error":"#VALUE!"},{"$error":"#VALUE!"},{"$error":"#VALUE!"},{"$error":"#VALUE!"},{"$error":"#VALUE!"},{"$error":"#VALUE!"},{"$error":"#VALUE!"},{"$error":"#VALUE!"},{"$error":"#VALUE!"},{"$error":"#VALUE!"},{"$error":"#VALUE!"},{"$error":"#VALUE!"},{"$error":"#VALUE!"},{"$error":"#VALUE!"},{"$error":"#VALUE!"},{"$error":"#VALUE!"},{"$error":"#VALUE!"},{"$error":"#VALUE!"},{"$error":"#VALUE!"},{"$error":"#VALUE!"},{"$error":"#VALUE!"},{"$error":"#VALUE!"},{"$error":"#VALUE!"},{"$error":"#VALUE!"},{"$error":"#VALUE!"},{"$error":"#VALUE!"},{"$error":"#VALUE!"}]
[null,null,null,null,null,null,null,null,null,null,null,null,null,null,null,null,null,null,null,null,null,null,null,null,null,null,null,null,null,null,null,null,null,null,null,null,null,null,null,null,null,null,null,null,null,null,null,null,null,null,null,null,{"$error":"#VALUE!"},{"$error":"#VALUE!"},{"$error":"#VALUE!"},{"$error":"#VALUE!"},{"$error":"#VALUE!"},{"$error":"#VALUE!"},{"$error":"#VALUE!"},{"$error":"#VALUE!"},{"$error":"#VALUE!"},{"$error":"#VALUE!"},{"$error":"#VALUE!"},{"$error":"#VALUE!"},{"$error":"#VALUE!"},{"$error":"#VALUE!"},{"$error":"#VALUE!"},{"$error":"#VALUE!"},{"$error":"#VALUE!"},{"$error":"#VALUE!"},{"$error":"#VALUE!"},{"$error":"#VALUE!"},{"$error":"#VALUE!"},{"$error":"#VALUE!"},{"$error":"#VALUE!"},{"$error":"#VALUE!"},{"$error":"#VALUE!"},{"$error":"#VALUE!"},{"$error":"#VALUE!"},{"$error":"#VALUE!"},{"$error":"#VALUE!"},{"$error":"#VALUE!"},{"$error":"#VALUE!"},{"$error":"#VALUE!"},{"$error":"#VALUE!"},{"$error":"#VALUE!"},{"$error":"#VALUE!"}]
[null,null,null,"Notes:",null,null,null,null,null,null,null,null,null,null,null,null,null,null,null,null,null,null,null,null,null,null,null,null,null,null,null,null,null,null,null,null,null,null,null,null,null,null,null,null,null,null,null,null,null,null,null,null,{"$error":"#VALUE!"},{"$error":"#VALUE!"},{"$error":"#VALUE!"},{"$error":"#VALUE!"},{"$error":"#VALUE!"},{"$error":"#VALUE!"},{"$error":"#VALUE!"},{"$error":"#VALUE!"},{"$error":"#VALUE!"},{"$error":"#VALUE!"},{"$error":"#VALUE!"},{"$error":"#VALUE!"},{"$error":"#VALUE!"},{"$error":"#VALUE!"},{"$error":"#VALUE!"},{"$error":"#VALUE!"},{"$error":"#VALUE!"},{"$error":"#VALUE!"},{"$error":"#VALUE!"},{"$error":"#VALUE!"},{"$error":"#VALUE!"},{"$error":"#VALUE!"},{"$error":"#VALUE!"},{"$error":"#VALUE!"},{"$error":"#VALUE!"},{"$error":"#VALUE!"},{"$error":"#VALUE!"},{"$error":"#VALUE!"},{"$error":"#VALUE!"},{"$error":"#VALUE!"},{"$error":"#VALUE!"},{"$error":"#VALUE!"},{"$error":"#VALUE!"},{"$error":"#VALUE!"},{"$error":"#VALUE!"}]
[null,null,null,null,null,null,null,null,null,null,null,null,null,null,null,null,null,null,null,null,null,null,null,null,null,null,null,null,null,null,null,null,null,null,null,null,null,null,null,null,null,null,null,null,null,null,null,null,null,null,null,null,{"$error":"#VALUE!"},{"$error":"#VALUE!"},{"$error":"#VALUE!"},{"$error":"#VALUE!"},{"$error":"#VALUE!"},{"$error":"#VALUE!"},{"$error":"#VALUE!"},{"$error":"#VALUE!"},{"$error":"#VALUE!"},{"$error":"#VALUE!"},{"$error":"#VALUE!"},{"$error":"#VALUE!"},{"$error":"#VALUE!"},{"$error":"#VALUE!"},{"$error":"#VALUE!"},{"$error":"#VALUE!"},{"$error":"#VALUE!"},{"$error":"#VALUE!"},{"$error":"#VALUE!"},{"$error":"#VALUE!"},{"$error":"#VALUE!"},{"$error":"#VALUE!"},{"$error":"#VALUE!"},{"$error":"#VALUE!"},{"$error":"#VALUE!"},{"$error":"#VALUE!"},{"$error":"#VALUE!"},{"$error":"#VALUE!"},{"$error":"#VALUE!"},{"$error":"#VALUE!"},{"$error":"#VALUE!"},{"$error":"#VALUE!"},{"$error":"#VALUE!"},{"$error":"#VALUE!"},{"$error":"#VALUE!"}]
[null,null,null,null,null,null,null,null,null,null,null,null,null,null,null,null,null,null,null,null,null,null,null,null,null,null,null,null,null,null,null,null,null,null,null,null,null,null,null,null,null,null,null,null,null,null,null,null,null,null,null,null,{"$error":"#VALUE!"},{"$error":"#VALUE!"},{"$error":"#VALUE!"},{"$error":"#VALUE!"},{"$error":"#VALUE!"},{"$error":"#VALUE!"},{"$error":"#VALUE!"},{"$error":"#VALUE!"},{"$error":"#VALUE!"},{"$error":"#VALUE!"},{"$error":"#VALUE!"},{"$error":"#VALUE!"},{"$error":"#VALUE!"},{"$error":"#VALUE!"},{"$error":"#VALUE!"},{"$error":"#VALUE!"},{"$error":"#VALUE!"},{"$error":"#VALUE!"},{"$error":"#VALUE!"},{"$error":"#VALUE!"},{"$error":"#VALUE!"},{"$error":"#VALUE!"},{"$error":"#VALUE!"},{"$error":"#VALUE!"},{"$error":"#VALUE!"},{"$error":"#VALUE!"},{"$error":"#VALUE!"},{"$error":"#VALUE!"},{"$error":"#VALUE!"},{"$error":"#VALUE!"},{"$error":"#VALUE!"},{"$error":"#VALUE!"},{"$error":"#VALUE!"},{"$error":"#VALUE!"},{"$error":"#VALUE!"}]
[null,null,null,null,null,null,null,null,null,null,null,null,null,null,null,null,null,null,null,null,null,null,null,null,null,null,null,null,null,null,null,null,null,null,null,null,null,null,null,null,null,null,null,null,null,null,null,null,null,null,null,null,{"$error":"#VALUE!"},{"$error":"#VALUE!"},{"$error":"#VALUE!"},{"$error":"#VALUE!"},{"$error":"#VALUE!"},{"$error":"#VALUE!"},{"$error":"#VALUE!"},{"$error":"#VALUE!"},{"$error":"#VALUE!"},{"$error":"#VALUE!"},{"$error":"#VALUE!"},{"$error":"#VALUE!"},{"$error":"#VALUE!"},{"$error":"#VALUE!"},{"$error":"#VALUE!"},{"$error":"#VALUE!"},{"$error":"#VALUE!"},{"$error":"#VALUE!"},{"$error":"#VALUE!"},{"$error":"#VALUE!"},{"$error":"#VALUE!"},{"$error":"#VALUE!"},{"$error":"#VALUE!"},{"$error":"#VALUE!"},{"$error":"#VALUE!"},{"$error":"#VALUE!"},{"$error":"#VALUE!"},{"$error":"#VALUE!"},{"$error":"#VALUE!"},{"$error":"#VALUE!"},{"$error":"#VALUE!"},{"$error":"#VALUE!"},{"$error":"#VALUE!"},{"$error":"#VALUE!"},{"$error":"#VALUE!"}]
[null,null,null,null,null,null,null,null,null,null,null,null,null,null,null,null,null,null,null,null,null,null,null,null,null,null,null,null,null,null,null,null,null,null,null,null,null,null,null,null,null,null,null,null,null,null,null,null,null,null,null,null,{"$error":"#VALUE!"},{"$error":"#VALUE!"},{"$error":"#VALUE!"},{"$error":"#VALUE!"},{"$error":"#VALUE!"},{"$error":"#VALUE!"},{"$error":"#VALUE!"},{"$error":"#VALUE!"},{"$error":"#VALUE!"},{"$error":"#VALUE!"},{"$error":"#VALUE!"},{"$error":"#VALUE!"},{"$error":"#VALUE!"},{"$error":"#VALUE!"},{"$error":"#VALUE!"},{"$error":"#VALUE!"},{"$error":"#VALUE!"},{"$error":"#VALUE!"},{"$error":"#VALUE!"},{"$error":"#VALUE!"},{"$error":"#VALUE!"},{"$error":"#VALUE!"},{"$error":"#VALUE!"},{"$error":"#VALUE!"},{"$error":"#VALUE!"},{"$error":"#VALUE!"},{"$error":"#VALUE!"},{"$error":"#VALUE!"},{"$error":"#VALUE!"},{"$error":"#VALUE!"},{"$error":"#VALUE!"},{"$error":"#VALUE!"},{"$error":"#VALUE!"},{"$error":"#VALUE!"},{"$error":"#VALUE!"}]
[null,null,null,null,null,null,null,null,null,null,null,null,null,null,null,null,null,null,null,null,null,null,null,null,null,null,null,null,null,null,null,null,null,null,null,null,null,null,null,null,null,null,null,null,null,null,null,null,null,null,null,null,{"$error":"#VALUE!"},{"$error":"#VALUE!"},{"$error":"#VALUE!"},{"$error":"#VALUE!"},{"$error":"#VALUE!"},{"$error":"#VALUE!"},{"$error":"#VALUE!"},{"$error":"#VALUE!"},{"$error":"#VALUE!"},{"$error":"#VALUE!"},{"$error":"#VALUE!"},{"$error":"#VALUE!"},{"$error":"#VALUE!"},{"$error":"#VALUE!"},{"$error":"#VALUE!"},{"$error":"#VALUE!"},{"$error":"#VALUE!"},{"$error":"#VALUE!"},{"$error":"#VALUE!"},{"$error":"#VALUE!"},{"$error":"#VALUE!"},{"$error":"#VALUE!"},{"$error":"#VALUE!"},{"$error":"#VALUE!"},{"$error":"#VALUE!"},{"$error":"#VALUE!"},{"$error":"#VALUE!"},{"$error":"#VALUE!"},{"$error":"#VALUE!"},{"$error":"#VALUE!"},{"$error":"#VALUE!"},{"$error":"#VALUE!"},{"$error":"#VALUE!"},{"$error":"#VALUE!"},{"$error":"#VALUE!"}]
[null,null,null,null,null,null,null,null,null,null,null,null,null,null,null,null,null,null,null,null,null,null,null,null,null,null,null,null,null,null,null,null,null,null,null,null,null,null,null,null,null,null,null,null,null,null,null,null,null,null,null,null,{"$error":"#VALUE!"},{"$error":"#VALUE!"},{"$error":"#VALUE!"},{"$error":"#VALUE!"},{"$error":"#VALUE!"},{"$error":"#VALUE!"},{"$error":"#VALUE!"},{"$error":"#VALUE!"},{"$error":"#VALUE!"},{"$error":"#VALUE!"},{"$error":"#VALUE!"},{"$error":"#VALUE!"},{"$error":"#VALUE!"},{"$error":"#VALUE!"},{"$error":"#VALUE!"},{"$error":"#VALUE!"},{"$error":"#VALUE!"},{"$error":"#VALUE!"},{"$error":"#VALUE!"},{"$error":"#VALUE!"},{"$error":"#VALUE!"},{"$error":"#VALUE!"},{"$error":"#VALUE!"},{"$error":"#VALUE!"},{"$error":"#VALUE!"},{"$error":"#VALUE!"},{"$error":"#VALUE!"},{"$error":"#VALUE!"},{"$error":"#VALUE!"},{"$error":"#VALUE!"},{"$error":"#VALUE!"},{"$error":"#VALUE!"},{"$error":"#VALUE!"},{"$error":"#VALUE!"},{"$error":"#VALUE!"}]
[null,null,null,null,null,null,null,null,null,null,null,null,null,null,null,null,null,null,null,null,null,null,null,null,null,null,null,null,null,null,null,null,null,null,null,null,null,null,null,null,null,null,null,null,null,null,null,null,null,null,null,null,{"$error":"#VALUE!"},{"$error":"#VALUE!"},{"$error":"#VALUE!"},{"$error":"#VALUE!"},{"$error":"#VALUE!"},{"$error":"#VALUE!"},{"$error":"#VALUE!"},{"$error":"#VALUE!"},{"$error":"#VALUE!"},{"$error":"#VALUE!"},{"$error":"#VALUE!"},{"$error":"#VALUE!"},{"$error":"#VALUE!"},{"$error":"#VALUE!"},{"$error":"#VALUE!"},{"$error":"#VALUE!"},{"$error":"#VALUE!"},{"$error":"#VALUE!"},{"$error":"#VALUE!"},{"$error":"#VALUE!"},{"$error":"#VALUE!"},{"$error":"#VALUE!"},{"$error":"#VALUE!"},{"$error":"#VALUE!"},{"$error":"#VALUE!"},{"$error":"#VALUE!"},{"$error":"#VALUE!"},{"$error":"#VALUE!"},{"$error":"#VALUE!"},{"$error":"#VALUE!"},{"$error":"#VALUE!"},{"$error":"#VALUE!"},{"$error":"#VALUE!"},{"$error":"#VALUE!"},{"$error":"#VALUE!"}]
[null,null,null,null,null,null,null,null,null,null,null,null,null,null,null,null,null,null,null,null,null,null,null,null,null,null,null,null,null,null,null,null,null,null,null,null,null,null,null,null,null,null,null,null,null,null,null,null,null,null,null,null,{"$error":"#VALUE!"},{"$error":"#VALUE!"},{"$error":"#VALUE!"},{"$error":"#VALUE!"},{"$error":"#VALUE!"},{"$error":"#VALUE!"},{"$error":"#VALUE!"},{"$error":"#VALUE!"},{"$error":"#VALUE!"},{"$error":"#VALUE!"},{"$error":"#VALUE!"},{"$error":"#VALUE!"},{"$error":"#VALUE!"},{"$error":"#VALUE!"},{"$error":"#VALUE!"},{"$error":"#VALUE!"},{"$error":"#VALUE!"},{"$error":"#VALUE!"},{"$error":"#VALUE!"},{"$error":"#VALUE!"},{"$error":"#VALUE!"},{"$error":"#VALUE!"},{"$error":"#VALUE!"},{"$error":"#VALUE!"},{"$error":"#VALUE!"},{"$error":"#VALUE!"},{"$error":"#VALUE!"},{"$error":"#VALUE!"},{"$error":"#VALUE!"},{"$error":"#VALUE!"},{"$error":"#VALUE!"},{"$error":"#VALUE!"},{"$error":"#VALUE!"},{"$error":"#VALUE!"},{"$error":"#VALUE!"}]
[null,null,null,null,null,null,null,null,null,null,null,null,null,null,null,null,null,null,null,null,null,null,null,null,null,null,null,null,null,null,null,null,null,null,null,null,null,null,null,null,null,null,null,null,null,null,null,null,null,null,null,null,{"$error":"#VALUE!"},{"$error":"#VALUE!"},{"$error":"#VALUE!"},{"$error":"#VALUE!"},{"$error":"#VALUE!"},{"$error":"#VALUE!"},{"$error":"#VALUE!"},{"$error":"#VALUE!"},{"$error":"#VALUE!"},{"$error":"#VALUE!"},{"$error":"#VALUE!"},{"$error":"#VALUE!"},{"$error":"#VALUE!"},{"$error":"#VALUE!"},{"$error":"#VALUE!"},{"$error":"#VALUE!"},{"$error":"#VALUE!"},{"$error":"#VALUE!"},{"$error":"#VALUE!"},{"$error":"#VALUE!"},{"$error":"#VALUE!"},{"$error":"#VALUE!"},{"$error":"#VALUE!"},{"$error":"#VALUE!"},{"$error":"#VALUE!"},{"$error":"#VALUE!"},{"$error":"#VALUE!"},{"$error":"#VALUE!"},{"$error":"#VALUE!"},{"$error":"#VALUE!"},{"$error":"#VALUE!"},{"$error":"#VALUE!"},{"$error":"#VALUE!"},{"$error":"#VALUE!"},{"$error":"#VALUE!"}]
[null,null,null,null,null,null,null,null,null,null,null,null,null,null,null,null,null,null,null,null,null,null,null,null,null,null,null,null,null,null,null,null,null,null,null,null,null,null,null,null,null,null,null,null,null,null,null,null,null,null,null,null,{"$error":"#VALUE!"},{"$error":"#VALUE!"},{"$error":"#VALUE!"},{"$error":"#VALUE!"},{"$error":"#VALUE!"},{"$error":"#VALUE!"},{"$error":"#VALUE!"},{"$error":"#VALUE!"},{"$error":"#VALUE!"},{"$error":"#VALUE!"},{"$error":"#VALUE!"},{"$error":"#VALUE!"},{"$error":"#VALUE!"},{"$error":"#VALUE!"},{"$error":"#VALUE!"},{"$error":"#VALUE!"},{"$error":"#VALUE!"},{"$error":"#VALUE!"},{"$error":"#VALUE!"},{"$error":"#VALUE!"},{"$error":"#VALUE!"},{"$error":"#VALUE!"},{"$error":"#VALUE!"},{"$error":"#VALUE!"},{"$error":"#VALUE!"},{"$error":"#VALUE!"},{"$error":"#VALUE!"},{"$error":"#VALUE!"},{"$error":"#VALUE!"},{"$error":"#VALUE!"},{"$error":"#VALUE!"},{"$error":"#VALUE!"},{"$error":"#VALUE!"},{"$error":"#VALUE!"},{"$error":"#VALUE!"}]
[null,null,null,null,null,null,null,null,null,null,null,null,null,null,null,null,null,null,null,null,null,null,null,null,null,null,null,null,null,null,null,null,null,null,null,null,null,null,null,null,null,null,null,null,null,null,null,null,null,null,null,null,{"$error":"#VALUE!"},{"$error":"#VALUE!"},{"$error":"#VALUE!"},{"$f":"IF($BC125=\"\",\"\",IF(BD$108>$BB$94,\"\",IF($BA125-BD$108<=0,\"\",(0.6*($BB$104/144)*(2*32.2*($BA125-BD$108))^0.5))))","v":{"$error":"#VALUE!"}},{"$error":"#VALUE!"},{"$error":"#VALUE!"},{"$error":"#VALUE!"},{"$error":"#VALUE!"},{"$error":"#VALUE!"},{"$error":"#VALUE!"},{"$error":"#VALUE!"},{"$error":"#VALUE!"},{"$error":"#VALUE!"},{"$error":"#VALUE!"},{"$error":"#VALUE!"},{"$error":"#VALUE!"},{"$error":"#VALUE!"},{"$error":"#VALUE!"},{"$f":"IF($BC125=\"\",\"\",IF(BS$108>$BB$94,\"\",IF($BA125-BS$108<=0,\"\",(0.6*($BB$104/144)*(2*32.2*($BA125-BS$108))^0.5))))","v":{"$error":"#VALUE!"}},{"$error":"#VALUE!"},{"$error":"#VALUE!"},{"$error":"#VALUE!"},{"$error":"#VALUE!"},{"$error":"#VALUE!"},{"$error":"#VALUE!"},{"$error":"#VALUE!"},{"$error":"#VALUE!"},{"$error":"#VALUE!"},{"$error":"#VALUE!"},{"$error":"#VALUE!"},{"$error":"#VALUE!"},{"$error":"#VALUE!"},{"$error":"#VALUE!"},{"$error":"#VALUE!"},{"$error":"#VALUE!"}]
[null,null,null,null,null,null,null,null,null,null,null,null,null,null,null,null,null,null,null,null,null,null,null,null,null,null,null,null,null,null,null,null,null,null,null,null,null,null,null,null,null,null,null,null,null,null,null,null,null,null,null,null,{"$error":"#VALUE!"},{"$error":"#VALUE!"},{"$error":"#VALUE!"},{"$error":"#VALUE!"},{"$error":"#VALUE!"},{"$error":"#VALUE!"},{"$error":"#VALUE!"},{"$error":"#VALUE!"},{"$error":"#VALUE!"},{"$error":"#VALUE!"},{"$error":"#VALUE!"},{"$error":"#VALUE!"},{"$error":"#VALUE!"},{"$error":"#VALUE!"},{"$error":"#VALUE!"},{"$error":"#VALUE!"},{"$error":"#VALUE!"},{"$error":"#VALUE!"},{"$f":"IF($BC126=\"\",\"\",IF(BS$108>$BB$94,\"\",IF($BA126-BS$108<=0,\"\",(0.6*($BB$104/144)*(2*32.2*($BA126-BS$108))^0.5))))","v":{"$error":"#VALUE!"}},{"$error":"#VALUE!"},{"$error":"#VALUE!"},{"$error":"#VALUE!"},{"$error":"#VALUE!"},{"$error":"#VALUE!"},{"$error":"#VALUE!"},{"$error":"#VALUE!"},{"$error":"#VALUE!"},{"$error":"#VALUE!"},{"$error":"#VALUE!"},{"$error":"#VALUE!"},{"$error":"#VALUE!"},{"$error":"#VALUE!"},{"$error":"#VALUE!"},{"$error":"#VALUE!"},{"$error":"#VALUE!"}]
[null,null,null,null,null,null,null,null,null,null,null,null,null,null,null,null,null,null,null,null,null,null,null,null,null,null,null,null,null,null,null,null,null,null,null,null,null,null,null,null,null,null,null,null,null,null,null,null,null,null,null,null,{"$error":"#VALUE!"},{"$error":"#VALUE!"},{"$error":"#VALUE!"},{"$error":"#VALUE!"},{"$error":"#VALUE!"},{"$error":"#VALUE!"},{"$error":"#VALUE!"},{"$error":"#VALUE!"},{"$error":"#VALUE!"},{"$error":"#VALUE!"},{"$error":"#VALUE!"},{"$error":"#VALUE!"},{"$error":"#VALUE!"},{"$error":"#VALUE!"},{"$error":"#VALUE!"},{"$error":"#VALUE!"},{"$error":"#VALUE!"},{"$error":"#VALUE!"},{"$error":"#VALUE!"},{"$error":"#VALUE!"},{"$error":"#VALUE!"},{"$error":"#VALUE!"},{"$error":"#VALUE!"},{"$error":"#VALUE!"},{"$error":"#VALUE!"},{"$error":"#VALUE!"},{"$error":"#VALUE!"},{"$error":"#VALUE!"},{"$error":"#VALUE!"},{"$error":"#VALUE!"},{"$error":"#VALUE!"},{"$error":"#VALUE!"},{"$error":"#VALUE!"},{"$error":"#VALUE!"},{"$error":"#VALUE!"}]
[null,null,null,null,null,null,null,null,null,null,null,null,null,null,null,null,null,null,null,null,null,null,null,null,null,null,null,null,null,null,null,null,null,null,null,null,null,null,null,null,null,null,null,null,null,null,null,null,null,null,null,null,{"$error":"#VALUE!"},{"$error":"#VALUE!"},{"$error":"#VALUE!"},{"$error":"#VALUE!"},{"$error":"#VALUE!"},{"$error":"#VALUE!"},{"$error":"#VALUE!"},{"$error":"#VALUE!"},{"$error":"#VALUE!"},{"$error":"#VALUE!"},{"$error":"#VALUE!"},{"$error":"#VALUE!"},{"$error":"#VALUE!"},{"$error":"#VALUE!"},{"$error":"#VALUE!"},{"$error":"#VALUE!"},{"$error":"#VALUE!"},{"$error":"#VALUE!"},{"$error":"#VALUE!"},{"$error":"#VALUE!"},{"$error":"#VALUE!"},{"$error":"#VALUE!"},{"$error":"#VALUE!"},{"$error":"#VALUE!"},{"$error":"#VALUE!"},{"$error":"#VALUE!"},{"$error":"#VALUE!"},{"$error":"#VALUE!"},{"$error":"#VALUE!"},{"$error":"#VALUE!"},{"$error":"#VALUE!"},{"$error":"#VALUE!"},{"$error":"#VALUE!"},{"$error":"#VALUE!"},{"$error":"#VALUE!"}]
[null,null,null,null,null,null,null,null,null,null,null,null,null,null,null,null,null,null,null,null,null,null,null,null,null,null,null,null,null,null,null,null,null,null,null,null,null,null,null,null,null,null,null,null,null,null,null,null,null,null,null,null,{"$error":"#VALUE!"},{"$error":"#VALUE!"},{"$error":"#VALUE!"},{"$error":"#VALUE!"},{"$error":"#VALUE!"},{"$error":"#VALUE!"},{"$error":"#VALUE!"},{"$error":"#VALUE!"},{"$error":"#VALUE!"},{"$error":"#VALUE!"},{"$error":"#VALUE!"},{"$error":"#VALUE!"},{"$error":"#VALUE!"},{"$error":"#VALUE!"},{"$error":"#VALUE!"},{"$error":"#VALUE!"},{"$error":"#VALUE!"},{"$error":"#VALUE!"},{"$error":"#VALUE!"},{"$error":"#VALUE!"},{"$error":"#VALUE!"},{"$error":"#VALUE!"},{"$error":"#VALUE!"},{"$error":"#VALUE!"},{"$error":"#VALUE!"},{"$error":"#VALUE!"},{"$error":"#VALUE!"},{"$error":"#VALUE!"},{"$error":"#VALUE!"},{"$error":"#VALUE!"},{"$error":"#VALUE!"},{"$error":"#VALUE!"},{"$error":"#VALUE!"},{"$error":"#VALUE!"},{"$error":"#VALUE!"}]
[null,null,null,null,null,null,null,null,null,null,null,null,null,null,null,null,null,null,null,null,null,null,null,null,null,null,null,null,null,null,null,null,null,null,null,null,null,null,null,null,null,null,null,null,null,null,null,null,null,null,null,null,{"$error":"#VALUE!"},{"$error":"#VALUE!"},{"$error":"#VALUE!"},{"$error":"#VALUE!"},{"$error":"#VALUE!"},{"$error":"#VALUE!"},{"$error":"#VALUE!"},{"$error":"#VALUE!"},{"$error":"#VALUE!"},{"$error":"#VALUE!"},{"$error":"#VALUE!"},{"$error":"#VALUE!"},{"$error":"#VALUE!"},{"$error":"#VALUE!"},{"$error":"#VALUE!"},{"$error":"#VALUE!"},{"$error":"#VALUE!"},{"$error":"#VALUE!"},{"$error":"#VALUE!"},{"$error":"#VALUE!"},{"$error":"#VALUE!"},{"$error":"#VALUE!"},{"$error":"#VALUE!"},{"$error":"#VALUE!"},{"$error":"#VALUE!"},{"$error":"#VALUE!"},{"$error":"#VALUE!"},{"$error":"#VALUE!"},{"$error":"#VALUE!"},{"$error":"#VALUE!"},{"$error":"#VALUE!"},{"$error":"#VALUE!"},{"$error":"#VALUE!"},{"$error":"#VALUE!"},{"$error":"#VALUE!"}]
[null,null,null,null,null,null,null,null,null,null,null,null,null,null,null,null,null,null,null,null,null,null,null,null,null,null,null,null,null,null,null,null,null,null,null,null,null,null,null,null,null,null,null,null,null,null,null,null,null,null,null,null,{"$error":"#VALUE!"},{"$error":"#VALUE!"},{"$error":"#VALUE!"},{"$error":"#VALUE!"},{"$error":"#VALUE!"},{"$error":"#VALUE!"},{"$error":"#VALUE!"},{"$error":"#VALUE!"},{"$error":"#VALUE!"},{"$error":"#VALUE!"},{"$error":"#VALUE!"},{"$error":"#VALUE!"},{"$error":"#VALUE!"},{"$error":"#VALUE!"},{"$error":"#VALUE!"},{"$error":"#VALUE!"},{"$error":"#VALUE!"},{"$error":"#VALUE!"},{"$error":"#VALUE!"},{"$error":"#VALUE!"},{"$error":"#VALUE!"},{"$error":"#VALUE!"},{"$error":"#VALUE!"},{"$error":"#VALUE!"},{"$error":"#VALUE!"},{"$error":"#VALUE!"},{"$error":"#VALUE!"},{"$error":"#VALUE!"},{"$error":"#VALUE!"},{"$error":"#VALUE!"},{"$error":"#VALUE!"},{"$error":"#VALUE!"},{"$error":"#VALUE!"},{"$error":"#VALUE!"},{"$error":"#VALUE!"}]
[null,null,null,null,null,null,null,null,null,null,null,null,null,null,null,null,null,null,null,null,null,null,null,null,null,null,null,null,null,null,null,null,null,null,null,null,null,null,null,null,null,null,null,null,null,null,null,null,null,null,null,null,{"$error":"#VALUE!"},{"$error":"#VALUE!"},{"$error":"#VALUE!"},{"$error":"#VALUE!"},{"$error":"#VALUE!"},{"$error":"#VALUE!"},{"$error":"#VALUE!"},{"$error":"#VALUE!"},{"$error":"#VALUE!"},{"$error":"#VALUE!"},{"$error":"#VALUE!"},{"$error":"#VALUE!"},{"$error":"#VALUE!"},{"$error":"#VALUE!"},{"$error":"#VALUE!"},{"$error":"#VALUE!"},{"$error":"#VALUE!"},{"$error":"#VALUE!"},{"$error":"#VALUE!"},{"$error":"#VALUE!"},{"$error":"#VALUE!"},{"$error":"#VALUE!"},{"$error":"#VALUE!"},{"$error":"#VALUE!"},{"$error":"#VALUE!"},{"$error":"#VALUE!"},{"$error":"#VALUE!"},{"$error":"#VALUE!"},{"$error":"#VALUE!"},{"$error":"#VALUE!"},{"$error":"#VALUE!"},{"$error":"#VALUE!"},{"$error":"#VALUE!"},{"$error":"#VALUE!"},{"$error":"#VALUE!"}]
[null,null,null,null,null,null,null,null,null,null,null,null,null,null,null,null,null,null,null,null,null,null,null,null,null,null,null,null,null,null,null,null,null,null,null,null,null,null,null,null,null,null,null,null,null,null,null,null,null,null,null,null,{"$error":"#VALUE!"},{"$error":"#VALUE!"},{"$error":"#VALUE!"},{"$error":"#VALUE!"},{"$error":"#VALUE!"},{"$error":"#VALUE!"},{"$error":"#VALUE!"},{"$error":"#VALUE!"},{"$error":"#VALUE!"},{"$error":"#VALUE!"},{"$error":"#VALUE!"},{"$error":"#VALUE!"},{"$error":"#VALUE!"},{"$error":"#VALUE!"},{"$error":"#VALUE!"},{"$error":"#VALUE!"},{"$error":"#VALUE!"},{"$error":"#VALUE!"},{"$error":"#VALUE!"},{"$error":"#VALUE!"},{"$error":"#VALUE!"},{"$error":"#VALUE!"},{"$error":"#VALUE!"},{"$error":"#VALUE!"},{"$error":"#VALUE!"},{"$error":"#VALUE!"},{"$error":"#VALUE!"},{"$error":"#VALUE!"},{"$error":"#VALUE!"},{"$error":"#VALUE!"},{"$error":"#VALUE!"},{"$error":"#VALUE!"},{"$error":"#VALUE!"},{"$error":"#VALUE!"},{"$error":"#VALUE!"}]
[null,null,null,null,null,null,null,null,null,null,null,null,null,null,null,null,null,null,null,null,null,null,null,null,null,null,null,null,null,null,null,null,null,null,null,null,null,null,null,null,null,null,null,null,null,null,null,null,null,null,null,null,{"$error":"#VALUE!"},{"$error":"#VALUE!"},{"$error":"#VALUE!"},{"$error":"#VALUE!"},{"$error":"#VALUE!"},{"$error":"#VALUE!"},{"$error":"#VALUE!"},{"$error":"#VALUE!"},{"$error":"#VALUE!"},{"$error":"#VALUE!"},{"$error":"#VALUE!"},{"$error":"#VALUE!"},{"$error":"#VALUE!"},{"$error":"#VALUE!"},{"$error":"#VALUE!"},{"$error":"#VALUE!"},{"$error":"#VALUE!"},{"$error":"#VALUE!"},{"$error":"#VALUE!"},{"$error":"#VALUE!"},{"$error":"#VALUE!"},{"$error":"#VALUE!"},{"$error":"#VALUE!"},{"$error":"#VALUE!"},{"$error":"#VALUE!"},{"$error":"#VALUE!"},{"$error":"#VALUE!"},{"$error":"#VALUE!"},{"$error":"#VALUE!"},{"$error":"#VALUE!"},{"$error":"#VALUE!"},{"$error":"#VALUE!"},{"$error":"#VALUE!"},{"$error":"#VALUE!"},{"$error":"#VALUE!"}]
[null,null,null,null,null,null,null,null,null,null,null,null,null,null,null,null,null,null,null,null,null,null,null,null,null,null,null,null,null,null,null,null,null,null,null,null,null,null,null,null,null,null,null,null,null,null,null,null,null,null,null,null,{"$error":"#VALUE!"},{"$error":"#VALUE!"},{"$error":"#VALUE!"},{"$f":"IF($BC135=\"\",\"\",IF(BD$108>$BB$94,\"\",IF($BA135-BD$108<=0,\"\",(0.6*($BB$104/144)*(2*32.2*($BA135-BD$108))^0.5))))","v":{"$error":"#VALUE!"}},{"$error":"#VALUE!"},{"$error":"#VALUE!"},{"$error":"#VALUE!"},{"$error":"#VALUE!"},{"$error":"#VALUE!"},{"$error":"#VALUE!"},{"$error":"#VALUE!"},{"$error":"#VALUE!"},{"$error":"#VALUE!"},{"$error":"#VALUE!"},{"$error":"#VALUE!"},{"$error":"#VALUE!"},{"$error":"#VALUE!"},{"$error":"#VALUE!"},{"$error":"#VALUE!"},{"$error":"#VALUE!"},{"$error":"#VALUE!"},{"$error":"#VALUE!"},{"$error":"#VALUE!"},{"$error":"#VALUE!"},{"$error":"#VALUE!"},{"$error":"#VALUE!"},{"$error":"#VALUE!"},{"$error":"#VALUE!"},{"$error":"#VALUE!"},{"$error":"#VALUE!"},{"$error":"#VALUE!"},{"$error":"#VALUE!"},{"$error":"#VALUE!"},{"$error":"#VALUE!"},{"$error":"#VALUE!"}]
[null,null,null,null,null,null,null,null,null,null,null,null,null,null,null,null,null,null,null,null,null,null,null,null,null,null,null,null,null,null,null,null,null,null,null,null,null,null,null,null,null,null,null,null,null,null,null,null,null,null,null,null,{"$error":"#VALUE!"},{"$error":"#VALUE!"},{"$error":"#VALUE!"},{"$error":"#VALUE!"},{"$error":"#VALUE!"},{"$error":"#VALUE!"},{"$error":"#VALUE!"},{"$error":"#VALUE!"},{"$error":"#VALUE!"},{"$error":"#VALUE!"},{"$error":"#VALUE!"},{"$error":"#VALUE!"},{"$error":"#VALUE!"},{"$error":"#VALUE!"},{"$error":"#VALUE!"},{"$error":"#VALUE!"},{"$error":"#VALUE!"},{"$error":"#VALUE!"},{"$error":"#VALUE!"},{"$error":"#VALUE!"},{"$error":"#VALUE!"},{"$error":"#VALUE!"},{"$error":"#VALUE!"},{"$error":"#VALUE!"},{"$error":"#VALUE!"},{"$error":"#VALUE!"},{"$error":"#VALUE!"},{"$error":"#VALUE!"},{"$error":"#VALUE!"},{"$error":"#VALUE!"},{"$error":"#VALUE!"},{"$error":"#VALUE!"},{"$error":"#VALUE!"},{"$error":"#VALUE!"},{"$error":"#VALUE!"}]
[null,null,null,null,null,null,null,null,null,null,null,null,null,null,null,null,null,null,null,null,null,null,null,null,null,null,null,null,null,null,null,null,null,null,null,null,null,null,null,null,null,null,null,null,null,null,null,null,null,null,null,null,{"$error":"#VALUE!"},{"$error":"#VALUE!"},{"$error":"#VALUE!"},{"$error":"#VALUE!"},{"$error":"#VALUE!"},{"$error":"#VALUE!"},{"$error":"#VALUE!"},{"$error":"#VALUE!"},{"$error":"#VALUE!"},{"$error":"#VALUE!"},{"$error":"#VALUE!"},{"$error":"#VALUE!"},{"$error":"#VALUE!"},{"$error":"#VALUE!"},{"$error":"#VALUE!"},{"$error":"#VALUE!"},{"$error":"#VALUE!"},{"$error":"#VALUE!"},{"$error":"#VALUE!"},{"$error":"#VALUE!"},{"$error":"#VALUE!"},{"$error":"#VALUE!"},{"$error":"#VALUE!"},{"$error":"#VALUE!"},{"$error":"#VALUE!"},{"$error":"#VALUE!"},{"$error":"#VALUE!"},{"$error":"#VALUE!"},{"$error":"#VALUE!"},{"$error":"#VALUE!"},{"$error":"#VALUE!"},{"$error":"#VALUE!"},{"$error":"#VALUE!"},{"$error":"#VALUE!"},{"$error":"#VALUE!"}]
[null,null,null,null,null,null,null,null,null,null,null,null,null,null,null,null,null,null,null,null,null,null,null,null,null,null,null,null,null,null,null,null,null,null,null,null,null,null,null,null,null,null,null,null,null,null,null,null,null,null,null,null,{"$error":"#VALUE!"},{"$error":"#VALUE!"},{"$error":"#VALUE!"},{"$error":"#VALUE!"},{"$error":"#VALUE!"},{"$error":"#VALUE!"},{"$error":"#VALUE!"},{"$error":"#VALUE!"},{"$error":"#VALUE!"},{"$error":"#VALUE!"},{"$error":"#VALUE!"},{"$error":"#VALUE!"},{"$error":"#VALUE!"},{"$error":"#VALUE!"},{"$error":"#VALUE!"},{"$error":"#VALUE!"},{"$error":"#VALUE!"},{"$error":"#VALUE!"},{"$error":"#VALUE!"},{"$error":"#VALUE!"},{"$error":"#VALUE!"},{"$error":"#VALUE!"},{"$error":"#VALUE!"},{"$error":"#VALUE!"},{"$error":"#VALUE!"},{"$error":"#VALUE!"},{"$error":"#VALUE!"},{"$error":"#VALUE!"},{"$error":"#VALUE!"},{"$error":"#VALUE!"},{"$error":"#VALUE!"},{"$error":"#VALUE!"},{"$error":"#VALUE!"},{"$error":"#VALUE!"},{"$error":"#VALUE!"}]
[null,null,null,null,null,null,null,null,null,null,null,null,null,null,null,null,null,null,null,null,null,null,null,null,null,null,null,null,null,null,null,null,null,null,null,null,null,null,null,null,null,null,null,null,null,null,null,null,null,null,null,null,{"$error":"#VALUE!"},{"$error":"#VALUE!"},{"$error":"#VALUE!"},{"$error":"#VALUE!"},{"$error":"#VALUE!"},{"$error":"#VALUE!"},{"$error":"#VALUE!"},{"$error":"#VALUE!"},{"$error":"#VALUE!"},{"$error":"#VALUE!"},{"$error":"#VALUE!"},{"$error":"#VALUE!"},{"$error":"#VALUE!"},{"$error":"#VALUE!"},{"$error":"#VALUE!"},{"$error":"#VALUE!"},{"$error":"#VALUE!"},{"$error":"#VALUE!"},{"$error":"#VALUE!"},{"$error":"#VALUE!"},{"$error":"#VALUE!"},{"$error":"#VALUE!"},{"$error":"#VALUE!"},{"$error":"#VALUE!"},{"$error":"#VALUE!"},{"$error":"#VALUE!"},{"$error":"#VALUE!"},{"$error":"#VALUE!"},{"$error":"#VALUE!"},{"$error":"#VALUE!"},{"$error":"#VALUE!"},{"$error":"#VALUE!"},{"$error":"#VALUE!"},{"$error":"#VALUE!"},{"$error":"#VALUE!"}]
[null,null,null,null,null,null,null,null,null,null,null,null,null,null,null,null,null,null,null,null,null,null,null,null,null,null,null,null,null,null,null,null,null,null,null,null,null,null,null,null,null,null,null,null,null,null,null,null,null,null,null,null,{"$error":"#VALUE!"},{"$error":"#VALUE!"},{"$error":"#VALUE!"},{"$error":"#VALUE!"},{"$error":"#VALUE!"},{"$error":"#VALUE!"},{"$error":"#VALUE!"},{"$error":"#VALUE!"},{"$error":"#VALUE!"},{"$error":"#VALUE!"},{"$error":"#VALUE!"},{"$error":"#VALUE!"},{"$error":"#VALUE!"},{"$error":"#VALUE!"},{"$error":"#VALUE!"},{"$error":"#VALUE!"},{"$error":"#VALUE!"},{"$error":"#VALUE!"},{"$error":"#VALUE!"},{"$error":"#VALUE!"},{"$error":"#VALUE!"},{"$error":"#VALUE!"},{"$error":"#VALUE!"},{"$error":"#VALUE!"},{"$error":"#VALUE!"},{"$error":"#VALUE!"},{"$error":"#VALUE!"},{"$error":"#VALUE!"},{"$error":"#VALUE!"},{"$error":"#VALUE!"},{"$error":"#VALUE!"},{"$error":"#VALUE!"},{"$error":"#VALUE!"},{"$error":"#VALUE!"},{"$error":"#VALUE!"}]
[null,null,null,null,null,null,null,null,null,null,null,null,null,null,null,null,null,null,null,null,null,null,null,null,null,null,null,null,null,null,null,null,null,null,null,null,null,null,null,null,null,null,null,null,null,null,null,null,null,null,null,null,{"$error":"#VALUE!"},{"$error":"#VALUE!"},{"$error":"#VALUE!"},{"$error":"#VALUE!"},{"$error":"#VALUE!"},{"$error":"#VALUE!"},{"$error":"#VALUE!"},{"$error":"#VALUE!"},{"$error":"#VALUE!"},{"$error":"#VALUE!"},{"$error":"#VALUE!"},{"$error":"#VALUE!"},{"$error":"#VALUE!"},{"$error":"#VALUE!"},{"$error":"#VALUE!"},{"$error":"#VALUE!"},{"$error":"#VALUE!"},{"$error":"#VALUE!"},{"$f":"IF($BC141=\"\",\"\",IF(BS$108>$BB$94,\"\",IF($BA141-BS$108<=0,\"\",(0.6*($BB$104/144)*(2*32.2*($BA141-BS$108))^0.5))))","v":{"$error":"#VALUE!"}},{"$error":"#VALUE!"},{"$error":"#VALUE!"},{"$error":"#VALUE!"},{"$error":"#VALUE!"},{"$error":"#VALUE!"},{"$error":"#VALUE!"},{"$error":"#VALUE!"},{"$error":"#VALUE!"},{"$error":"#VALUE!"},{"$error":"#VALUE!"},{"$error":"#VALUE!"},{"$error":"#VALUE!"},{"$error":"#VALUE!"},{"$error":"#VALUE!"},{"$error":"#VALUE!"},{"$error":"#VALUE!"}]
[null,null,null,null,null,null,null,null,null,null,null,null,null,null,null,null,null,null,null,null,null,null,null,null,null,null,null,null,null,null,null,null,null,null,null,null,null,null,null,null,null,null,null,null,null,null,null,null,null,null,null,null,{"$error":"#VALUE!"},{"$f":"IF(BA142=\"\",\"\",(($BG$34+2*$L$44*(BA142-$BA$109))*($BG$35+2*$L$44*(BA142-$BA$109))))","v":{"$error":"#VALUE!"}},{"$error":"#VALUE!"},{"$f":"IF($BC142=\"\",\"\",IF(BD$108>$BB$94,\"\",IF($BA142-BD$108<=0,\"\",(0.6*($BB$104/144)*(2*32.2*($BA142-BD$108))^0.5))))","v":{"$error":"#VALUE!"}},{"$error":"#VALUE!"},{"$error":"#VALUE!"},{"$error":"#VALUE!"},{"$error":"#VALUE!"},{"$error":"#VALUE!"},{"$error":"#VALUE!"},{"$error":"#VALUE!"},{"$error":"#VALUE!"},{"$error":"#VALUE!"},{"$error":"#VALUE!"},{"$error":"#VALUE!"},{"$error":"#VALUE!"},{"$error":"#VALUE!"},{"$error":"#VALUE!"},{"$error":"#VALUE!"},{"$error":"#VALUE!"},{"$error":"#VALUE!"},{"$error":"#VALUE!"},{"$error":"#VALUE!"},{"$error":"#VALUE!"},{"$error":"#VALUE!"},{"$error":"#VALUE!"},{"$error":"#VALUE!"},{"$error":"#VALUE!"},{"$error":"#VALUE!"},{"$error":"#VALUE!"},{"$error":"#VALUE!"},{"$error":"#VALUE!"},{"$error":"#VALUE!"},{"$error":"#VALUE!"},{"$error":"#VALUE!"}]
[null,null,null,null,null,null,null,null,null,null,null,null,null,null,null,null,null,null,null,null,null,null,null,null,null,null,null,null,null,null,null,null,null,null,null,null,null,null,null,null,null,null,null,null,null,null,null,null,null,null,null,null,{"$error":"#VALUE!"},{"$error":"#VALUE!"},{"$error":"#VALUE!"},{"$error":"#VALUE!"},{"$error":"#VALUE!"},{"$error":"#VALUE!"},{"$error":"#VALUE!"},{"$error":"#VALUE!"},{"$error":"#VALUE!"},{"$error":"#VALUE!"},{"$error":"#VALUE!"},{"$error":"#VALUE!"},{"$error":"#VALUE!"},{"$error":"#VALUE!"},{"$error":"#VALUE!"},{"$error":"#VALUE!"},{"$error":"#VALUE!"},{"$error":"#VALUE!"},{"$error":"#VALUE!"},{"$error":"#VALUE!"},{"$error":"#VALUE!"},{"$error":"#VALUE!"},{"$error":"#VALUE!"},{"$error":"#VALUE!"},{"$error":"#VALUE!"},{"$error":"#VALUE!"},{"$error":"#VALUE!"},{"$error":"#VALUE!"},{"$error":"#VALUE!"},{"$error":"#VALUE!"},{"$error":"#VALUE!"},{"$error":"#VALUE!"},{"$error":"#VALUE!"},{"$error":"#VALUE!"},{"$error":"#VALUE!"}]
[null,null,null,null,null,null,null,null,null,null,null,null,null,null,null,null,null,null,null,null,null,null,null,null,null,null,null,null,null,null,null,null,null,null,null,null,null,null,null,null,null,null,null,null,null,null,null,null,null,null,null,null,{"$error":"#VALUE!"},{"$error":"#VALUE!"},{"$error":"#VALUE!"},{"$error":"#VALUE!"},{"$error":"#VALUE!"},{"$error":"#VALUE!"},{"$error":"#VALUE!"},{"$error":"#VALUE!"},{"$error":"#VALUE!"},{"$error":"#VALUE!"},{"$error":"#VALUE!"},{"$error":"#VALUE!"},{"$error":"#VALUE!"},{"$error":"#VALUE!"},{"$error":"#VALUE!"},{"$error":"#VALUE!"},{"$error":"#VALUE!"},{"$error":"#VALUE!"},{"$error":"#VALUE!"},{"$error":"#VALUE!"},{"$error":"#VALUE!"},{"$error":"#VALUE!"},{"$error":"#VALUE!"},{"$error":"#VALUE!"},{"$error":"#VALUE!"},{"$error":"#VALUE!"},{"$error":"#VALUE!"},{"$error":"#VALUE!"},{"$error":"#VALUE!"},{"$error":"#VALUE!"},{"$error":"#VALUE!"},{"$error":"#VALUE!"},{"$error":"#VALUE!"},{"$error":"#VALUE!"},{"$error":"#VALUE!"}]
[null,null,null,null,null,null,null,null,null,null,null,null,null,null,null,null,null,null,null,null,null,null,null,null,null,null,null,null,null,null,null,null,null,null,null,null,null,null,null,null,null,null,null,null,null,null,null,null,null,null,null,null,{"$error":"#VALUE!"},{"$error":"#VALUE!"},{"$error":"#VALUE!"},{"$error":"#VALUE!"},{"$error":"#VALUE!"},{"$error":"#VALUE!"},{"$error":"#VALUE!"},{"$error":"#VALUE!"},{"$error":"#VALUE!"},{"$error":"#VALUE!"},{"$error":"#VALUE!"},{"$error":"#VALUE!"},{"$error":"#VALUE!"},{"$error":"#VALUE!"},{"$error":"#VALUE!"},{"$error":"#VALUE!"},{"$error":"#VALUE!"},{"$error":"#VALUE!"},{"$error":"#VALUE!"},{"$error":"#VALUE!"},{"$error":"#VALUE!"},{"$error":"#VALUE!"},{"$error":"#VALUE!"},{"$error":"#VALUE!"},{"$error":"#VALUE!"},{"$error":"#VALUE!"},{"$error":"#VALUE!"},{"$error":"#VALUE!"},{"$error":"#VALUE!"},{"$error":"#VALUE!"},{"$error":"#VALUE!"},{"$error":"#VALUE!"},{"$error":"#VALUE!"},{"$error":"#VALUE!"},{"$error":"#VALUE!"}]
[null,null,null,null,null,null,null,null,null,null,null,null,null,null,null,null,null,null,null,null,null,null,null,null,null,null,null,null,null,null,null,null,null,null,null,null,null,null,null,null,null,null,null,null,null,null,null,null,null,null,null,null,{"$error":"#VALUE!"},{"$error":"#VALUE!"},{"$error":"#VALUE!"},{"$error":"#VALUE!"},{"$error":"#VALUE!"},{"$error":"#VALUE!"},{"$error":"#VALUE!"},{"$error":"#VALUE!"},{"$error":"#VALUE!"},{"$error":"#VALUE!"},{"$error":"#VALUE!"},{"$error":"#VALUE!"},{"$error":"#VALUE!"},{"$error":"#VALUE!"},{"$error":"#VALUE!"},{"$error":"#VALUE!"},{"$error":"#VALUE!"},{"$error":"#VALUE!"},{"$error":"#VALUE!"},{"$error":"#VALUE!"},{"$error":"#VALUE!"},{"$error":"#VALUE!"},{"$error":"#VALUE!"},{"$error":"#VALUE!"},{"$error":"#VALUE!"},{"$error":"#VALUE!"},{"$error":"#VALUE!"},{"$error":"#VALUE!"},{"$error":"#VALUE!"},{"$error":"#VALUE!"},{"$error":"#VALUE!"},{"$error":"#VALUE!"},{"$error":"#VALUE!"},{"$error":"#VALUE!"},{"$error":"#VALUE!"}]
[null,null,null,null,null,null,null,null,null,null,null,null,null,null,null,null,null,null,null,null,null,null,null,null,null,null,null,null,null,null,null,null,null,null,null,null,null,null,null,null,null,null,null,null,null,null,null,null,null,null,null,null,{"$error":"#VALUE!"},{"$error":"#VALUE!"},{"$error":"#VALUE!"},{"$error":"#VALUE!"},{"$error":"#VALUE!"},{"$error":"#VALUE!"},{"$error":"#VALUE!"},{"$error":"#VALUE!"},{"$error":"#VALUE!"},{"$error":"#VALUE!"},{"$error":"#VALUE!"},{"$error":"#VALUE!"},{"$error":"#VALUE!"},{"$error":"#VALUE!"},{"$error":"#VALUE!"},{"$error":"#VALUE!"},{"$error":"#VALUE!"},{"$error":"#VALUE!"},{"$error":"#VALUE!"},{"$error":"#VALUE!"},{"$error":"#VALUE!"},{"$error":"#VALUE!"},{"$error":"#VALUE!"},{"$error":"#VALUE!"},{"$error":"#VALUE!"},{"$error":"#VALUE!"},{"$error":"#VALUE!"},{"$error":"#VALUE!"},{"$error":"#VALUE!"},{"$error":"#VALUE!"},{"$error":"#VALUE!"},{"$error":"#VALUE!"},{"$error":"#VALUE!"},{"$error":"#VALUE!"},{"$error":"#VALUE!"}]
[null,null,null,null,null,null,null,null,null,null,null,null,null,null,null,null,null,null,null,null,null,null,null,null,null,null,null,null,null,null,null,null,null,null,null,null,null,null,null,null,null,null,null,null,null,null,null,null,null,null,null,null,{"$error":"#VALUE!"},{"$error":"#VALUE!"},{"$error":"#VALUE!"},{"$error":"#VALUE!"},{"$error":"#VALUE!"},{"$error":"#VALUE!"},{"$error":"#VALUE!"},{"$error":"#VALUE!"},{"$error":"#VALUE!"},{"$error":"#VALUE!"},{"$error":"#VALUE!"},{"$error":"#VALUE!"},{"$error":"#VALUE!"},{"$error":"#VALUE!"},{"$error":"#VALUE!"},{"$error":"#VALUE!"},{"$error":"#VALUE!"},{"$error":"#VALUE!"},{"$error":"#VALUE!"},{"$error":"#VALUE!"},{"$error":"#VALUE!"},{"$error":"#VALUE!"},{"$error":"#VALUE!"},{"$error":"#VALUE!"},{"$error":"#VALUE!"},{"$error":"#VALUE!"},{"$error":"#VALUE!"},{"$error":"#VALUE!"},{"$error":"#VALUE!"},{"$error":"#VALUE!"},{"$error":"#VALUE!"},{"$error":"#VALUE!"},{"$error":"#VALUE!"},{"$error":"#VALUE!"},{"$error":"#VALUE!"}]
[null,null,null,null,null,null,null,null,null,null,null,null,null,null,null,null,null,null,null,null,null,null,null,null,null,null,null,null,null,null,null,null,null,null,null,null,null,null,null,null,null,null,null,null,null,null,null,null,null,null,null,null,{"$error":"#VALUE!"},{"$error":"#VALUE!"},{"$error":"#VALUE!"},{"$error":"#VALUE!"},{"$error":"#VALUE!"},{"$error":"#VALUE!"},{"$error":"#VALUE!"},{"$error":"#VALUE!"},{"$error":"#VALUE!"},{"$error":"#VALUE!"},{"$error":"#VALUE!"},{"$error":"#VALUE!"},{"$error":"#VALUE!"},{"$error":"#VALUE!"},{"$error":"#VALUE!"},{"$error":"#VALUE!"},{"$error":"#VALUE!"},{"$error":"#VALUE!"},{"$error":"#VALUE!"},{"$error":"#VALUE!"},{"$error":"#VALUE!"},{"$error":"#VALUE!"},{"$error":"#VALUE!"},{"$error":"#VALUE!"},{"$error":"#VALUE!"},{"$error":"#VALUE!"},{"$error":"#VALUE!"},{"$error":"#VALUE!"},{"$error":"#VALUE!"},{"$error":"#VALUE!"},{"$error":"#VALUE!"},{"$error":"#VALUE!"},{"$error":"#VALUE!"},{"$error":"#VALUE!"},{"$error":"#VALUE!"}]
[null,null,null,null,null,null,null,null,null,null,null,null,null,null,null,null,null,null,null,null,null,null,null,null,null,null,null,null,null,null,null,null,null,null,null,null,null,null,null,null,null,null,null,null,null,null,null,null,null,null,null,null,{"$error":"#VALUE!"},{"$error":"#VALUE!"},{"$error":"#VALUE!"},{"$error":"#VALUE!"},{"$error":"#VALUE!"},{"$error":"#VALUE!"},{"$error":"#VALUE!"},{"$error":"#VALUE!"},{"$error":"#VALUE!"},{"$error":"#VALUE!"},{"$error":"#VALUE!"},{"$error":"#VALUE!"},{"$error":"#VALUE!"},{"$error":"#VALUE!"},{"$error":"#VALUE!"},{"$error":"#VALUE!"},{"$error":"#VALUE!"},{"$error":"#VALUE!"},{"$error":"#VALUE!"},{"$error":"#VALUE!"},{"$error":"#VALUE!"},{"$error":"#VALUE!"},{"$error":"#VALUE!"},{"$error":"#VALUE!"},{"$error":"#VALUE!"},{"$error":"#VALUE!"},{"$error":"#VALUE!"},{"$error":"#VALUE!"},{"$error":"#VALUE!"},{"$error":"#VALUE!"},{"$error":"#VALUE!"},{"$error":"#VALUE!"},{"$error":"#VALUE!"},{"$error":"#VALUE!"},{"$error":"#VALUE!"}]
[null,null,null,null,null,null,null,null,null,null,null,null,null,null,null,null,null,null,null,null,null,null,null,null,null,null,null,null,null,null,null,null,null,null,null,null,null,null,null,null,null,null,null,null,null,null,null,null,null,null,null,null,{"$error":"#VALUE!"},{"$error":"#VALUE!"},{"$error":"#VALUE!"},{"$error":"#VALUE!"},{"$error":"#VALUE!"},{"$error":"#VALUE!"},{"$error":"#VALUE!"},{"$error":"#VALUE!"},{"$error":"#VALUE!"},{"$error":"#VALUE!"},{"$error":"#VALUE!"},{"$error":"#VALUE!"},{"$error":"#VALUE!"},{"$error":"#VALUE!"},{"$error":"#VALUE!"},{"$error":"#VALUE!"},{"$error":"#VALUE!"},{"$error":"#VALUE!"},{"$error":"#VALUE!"},{"$error":"#VALUE!"},{"$error":"#VALUE!"},{"$error":"#VALUE!"},{"$error":"#VALUE!"},{"$error":"#VALUE!"},{"$error":"#VALUE!"},{"$error":"#VALUE!"},{"$error":"#VALUE!"},{"$error":"#VALUE!"},{"$error":"#VALUE!"},{"$error":"#VALUE!"},{"$error":"#VALUE!"},{"$error":"#VALUE!"},{"$error":"#VALUE!"},{"$error":"#VALUE!"},{"$error":"#VALUE!"}]
[null,null,null,null,null,null,null,null,null,null,null,null,null,null,null,null,null,null,null,null,null,null,null,null,null,null,null,null,null,null,null,null,null,null,null,null,null,null,null,null,null,null,null,null,null,null,null,null,null,null,null,null,{"$error":"#VALUE!"},{"$error":"#VALUE!"},{"$error":"#VALUE!"},{"$error":"#VALUE!"},{"$error":"#VALUE!"},{"$error":"#VALUE!"},{"$error":"#VALUE!"},{"$error":"#VALUE!"},{"$error":"#VALUE!"},{"$error":"#VALUE!"},{"$error":"#VALUE!"},{"$error":"#VALUE!"},{"$error":"#VALUE!"},{"$error":"#VALUE!"},{"$error":"#VALUE!"},{"$error":"#VALUE!"},{"$error":"#VALUE!"},{"$error":"#VALUE!"},{"$error":"#VALUE!"},{"$error":"#VALUE!"},{"$error":"#VALUE!"},{"$error":"#VALUE!"},{"$error":"#VALUE!"},{"$error":"#VALUE!"},{"$error":"#VALUE!"},{"$error":"#VALUE!"},{"$error":"#VALUE!"},{"$error":"#VALUE!"},{"$error":"#VALUE!"},{"$error":"#VALUE!"},{"$error":"#VALUE!"},{"$error":"#VALUE!"},{"$error":"#VALUE!"},{"$error":"#VALUE!"},{"$error":"#VALUE!"}]
[null,null,null,null,null,null,null,null,null,null,null,null,null,null,null,null,null,null,null,null,null,null,null,null,null,null,null,null,null,null,null,null,null,null,null,null,null,null,null,null,null,null,null,null,null,null,null,null,null,null,null,null,{"$error":"#VALUE!"},{"$error":"#VALUE!"},{"$error":"#VALUE!"},{"$error":"#VALUE!"},{"$error":"#VALUE!"},{"$error":"#VALUE!"},{"$error":"#VALUE!"},{"$error":"#VALUE!"},{"$error":"#VALUE!"},{"$error":"#VALUE!"},{"$error":"#VALUE!"},{"$error":"#VALUE!"},{"$error":"#VALUE!"},{"$error":"#VALUE!"},{"$error":"#VALUE!"},{"$error":"#VALUE!"},{"$error":"#VALUE!"},{"$error":"#VALUE!"},{"$error":"#VALUE!"},{"$error":"#VALUE!"},{"$error":"#VALUE!"},{"$error":"#VALUE!"},{"$error":"#VALUE!"},{"$error":"#VALUE!"},{"$error":"#VALUE!"},{"$error":"#VALUE!"},{"$error":"#VALUE!"},{"$error":"#VALUE!"},{"$error":"#VALUE!"},{"$error":"#VALUE!"},{"$error":"#VALUE!"},{"$error":"#VALUE!"},{"$error":"#VALUE!"},{"$error":"#VALUE!"},{"$error":"#VALUE!"}]
[null,null,null,null,null,null,null,null,null,null,null,null,null,null,null,null,null,null,null,null,null,null,null,null,null,null,null,null,null,null,null,null,null,null,null,null,null,null,null,null,null,null,null,null,null,null,null,null,null,null,null,null,{"$error":"#VALUE!"},{"$error":"#VALUE!"},{"$error":"#VALUE!"},{"$error":"#VALUE!"},{"$error":"#VALUE!"},{"$error":"#VALUE!"},{"$error":"#VALUE!"},{"$error":"#VALUE!"},{"$error":"#VALUE!"},{"$error":"#VALUE!"},{"$error":"#VALUE!"},{"$error":"#VALUE!"},{"$error":"#VALUE!"},{"$error":"#VALUE!"},{"$error":"#VALUE!"},{"$error":"#VALUE!"},{"$error":"#VALUE!"},{"$error":"#VALUE!"},{"$error":"#VALUE!"},{"$error":"#VALUE!"},{"$error":"#VALUE!"},{"$error":"#VALUE!"},{"$error":"#VALUE!"},{"$error":"#VALUE!"},{"$error":"#VALUE!"},{"$error":"#VALUE!"},{"$error":"#VALUE!"},{"$error":"#VALUE!"},{"$error":"#VALUE!"},{"$error":"#VALUE!"},{"$error":"#VALUE!"},{"$error":"#VALUE!"},{"$error":"#VALUE!"},{"$error":"#VALUE!"},{"$error":"#VALUE!"}]
[null,null,null,null,null,null,null,null,null,null,null,null,null,null,null,null,null,null,null,null,null,null,null,null,null,null,null,null,null,null,null,null,null,null,null,null,null,null,null,null,null,null,null,null,null,null,null,null,null,null,null,null,{"$error":"#VALUE!"},{"$error":"#VALUE!"},{"$error":"#VALUE!"},{"$error":"#VALUE!"},{"$error":"#VALUE!"},{"$error":"#VALUE!"},{"$error":"#VALUE!"},{"$error":"#VALUE!"},{"$error":"#VALUE!"},{"$error":"#VALUE!"},{"$error":"#VALUE!"},{"$error":"#VALUE!"},{"$error":"#VALUE!"},{"$error":"#VALUE!"},{"$error":"#VALUE!"},{"$error":"#VALUE!"},{"$error":"#VALUE!"},{"$error":"#VALUE!"},{"$error":"#VALUE!"},{"$error":"#VALUE!"},{"$error":"#VALUE!"},{"$error":"#VALUE!"},{"$error":"#VALUE!"},{"$error":"#VALUE!"},{"$error":"#VALUE!"},{"$error":"#VALUE!"},{"$error":"#VALUE!"},{"$error":"#VALUE!"},{"$error":"#VALUE!"},{"$error":"#VALUE!"},{"$error":"#VALUE!"},{"$error":"#VALUE!"},{"$error":"#VALUE!"},{"$error":"#VALUE!"},{"$error":"#VALUE!"}]
[null,null,null,null,null,null,null,null,null,null,null,null,null,null,null,null,null,null,null,null,null,null,null,null,null,null,null,null,null,null,null,null,null,null,null,null,null,null,null,null,null,null,null,null,null,null,null,null,null,null,null,null,{"$error":"#VALUE!"},{"$error":"#VALUE!"},{"$error":"#VALUE!"},{"$error":"#VALUE!"},{"$error":"#VALUE!"},{"$error":"#VALUE!"},{"$error":"#VALUE!"},{"$error":"#VALUE!"},{"$error":"#VALUE!"},{"$error":"#VALUE!"},{"$error":"#VALUE!"},{"$error":"#VALUE!"},{"$error":"#VALUE!"},{"$error":"#VALUE!"},{"$error":"#VALUE!"},{"$error":"#VALUE!"},{"$error":"#VALUE!"},{"$error":"#VALUE!"},{"$error":"#VALUE!"},{"$error":"#VALUE!"},{"$error":"#VALUE!"},{"$error":"#VALUE!"},{"$error":"#VALUE!"},{"$error":"#VALUE!"},{"$error":"#VALUE!"},{"$error":"#VALUE!"},{"$error":"#VALUE!"},{"$error":"#VALUE!"},{"$error":"#VALUE!"},{"$error":"#VALUE!"},{"$error":"#VALUE!"},{"$error":"#VALUE!"},{"$error":"#VALUE!"},{"$error":"#VALUE!"},{"$error":"#VALUE!"}]
[null,null,null,null,null,null,null,null,null,null,null,null,null,null,null,null,null,null,null,null,null,null,null,null,null,null,null,null,null,null,null,null,null,null,null,null,null,null,null,null,null,null,null,null,null,null,null,null,null,null,null,null,{"$error":"#VALUE!"},{"$error":"#VALUE!"},{"$error":"#VALUE!"},{"$error":"#VALUE!"},{"$error":"#VALUE!"},{"$error":"#VALUE!"},{"$error":"#VALUE!"},{"$error":"#VALUE!"},{"$error":"#VALUE!"},{"$error":"#VALUE!"},{"$error":"#VALUE!"},{"$error":"#VALUE!"},{"$error":"#VALUE!"},{"$error":"#VALUE!"},{"$error":"#VALUE!"},{"$error":"#VALUE!"},{"$error":"#VALUE!"},{"$error":"#VALUE!"},{"$f":"IF($BC157=\"\",\"\",IF(BS$108>$BB$94,\"\",IF($BA157-BS$108<=0,\"\",(0.6*($BB$104/144)*(2*32.2*($BA157-BS$108))^0.5))))","v":{"$error":"#VALUE!"}},{"$error":"#VALUE!"},{"$error":"#VALUE!"},{"$error":"#VALUE!"},{"$error":"#VALUE!"},{"$error":"#VALUE!"},{"$error":"#VALUE!"},{"$error":"#VALUE!"},{"$error":"#VALUE!"},{"$error":"#VALUE!"},{"$error":"#VALUE!"},{"$error":"#VALUE!"},{"$error":"#VALUE!"},{"$error":"#VALUE!"},{"$error":"#VALUE!"},{"$error":"#VALUE!"},{"$error":"#VALUE!"}]
[null,null,null,null,null,null,null,null,null,null,null,null,null,null,null,null,null,null,null,null,null,null,null,null,null,null,null,null,null,null,null,null,null,null,null,null,null,null,null,null,null,null,null,null,null,null,null,null,null,null,null,null,{"$error":"#VALUE!"},{"$error":"#VALUE!"},{"$error":"#VALUE!"},{"$f":"IF($BC158=\"\",\"\",IF(BD$108>$BB$94,\"\",IF($BA158-BD$108<=0,\"\",(0.6*($BB$104/144)*(2*32.2*($BA158-BD$108))^0.5))))","v":{"$error":"#VALUE!"}},{"$error":"#VALUE!"},{"$error":"#VALUE!"},{"$error":"#VALUE!"},{"$error":"#VALUE!"},{"$error":"#VALUE!"},{"$error":"#VALUE!"},{"$error":"#VALUE!"},{"$error":"#VALUE!"},{"$error":"#VALUE!"},{"$error":"#VALUE!"},{"$error":"#VALUE!"},{"$error":"#VALUE!"},{"$error":"#VALUE!"},{"$error":"#VALUE!"},{"$error":"#VALUE!"},{"$error":"#VALUE!"},{"$error":"#VALUE!"},{"$error":"#VALUE!"},{"$error":"#VALUE!"},{"$error":"#VALUE!"},{"$error":"#VALUE!"},{"$error":"#VALUE!"},{"$error":"#VALUE!"},{"$error":"#VALUE!"},{"$error":"#VALUE!"},{"$error":"#VALUE!"},{"$error":"#VALUE!"},{"$error":"#VALUE!"},{"$error":"#VALUE!"},{"$error":"#VALUE!"},{"$error":"#VALUE!"}]
[null,null,null,null,null,null,null,null,null,null,null,null,null,null,null,null,null,null,null,null,null,null,null,null,null,null,null,null,null,null,null,null,null,null,null,null,null,null,null,null,null,null,null,null,null,null,null,null,null,null,null,null,{"$error":"#VALUE!"},{"$error":"#VALUE!"},{"$error":"#VALUE!"},{"$error":"#VALUE!"},{"$error":"#VALUE!"},{"$error":"#VALUE!"},{"$error":"#VALUE!"},{"$error":"#VALUE!"},{"$error":"#VALUE!"},{"$error":"#VALUE!"},{"$error":"#VALUE!"},{"$error":"#VALUE!"},{"$error":"#VALUE!"},{"$error":"#VALUE!"},{"$error":"#VALUE!"},{"$error":"#VALUE!"},{"$error":"#VALUE!"},{"$error":"#VALUE!"},{"$error":"#VALUE!"},{"$error":"#VALUE!"},{"$error":"#VALUE!"},{"$error":"#VALUE!"},{"$error":"#VALUE!"},{"$error":"#VALUE!"},{"$error":"#VALUE!"},{"$error":"#VALUE!"},{"$error":"#VALUE!"},{"$error":"#VALUE!"},{"$error":"#VALUE!"},{"$error":"#VALUE!"},{"$error":"#VALUE!"},{"$error":"#VALUE!"},{"$error":"#VALUE!"},{"$error":"#VALUE!"},{"$error":"#VALUE!"}]
[null,null,null,null,null,null,null,null,null,null,null,null,null,null,null,null,null,null,null,null,null,null,null,null,null,null,null,null,null,null,null,null,null,null,null,null,null,null,null,null,null,null,null,null,null,null,null,null,null,null,null,null,{"$error":"#VALUE!"},{"$error":"#VALUE!"},{"$error":"#VALUE!"},{"$error":"#VALUE!"},{"$error":"#VALUE!"},{"$error":"#VALUE!"},{"$error":"#VALUE!"},{"$error":"#VALUE!"},{"$error":"#VALUE!"},{"$error":"#VALUE!"},{"$error":"#VALUE!"},{"$error":"#VALUE!"},{"$error":"#VALUE!"},{"$error":"#VALUE!"},{"$error":"#VALUE!"},{"$error":"#VALUE!"},{"$error":"#VALUE!"},{"$error":"#VALUE!"},{"$error":"#VALUE!"},{"$error":"#VALUE!"},{"$error":"#VALUE!"},{"$error":"#VALUE!"},{"$error":"#VALUE!"},{"$error":"#VALUE!"},{"$error":"#VALUE!"},{"$error":"#VALUE!"},{"$error":"#VALUE!"},{"$error":"#VALUE!"},{"$error":"#VALUE!"},{"$error":"#VALUE!"},{"$error":"#VALUE!"},{"$error":"#VALUE!"},{"$error":"#VALUE!"},{"$error":"#VALUE!"},{"$error":"#VALUE!"}]
[null,null,null,null,null,null,null,null,null,null,null,null,null,null,null,null,null,null,null,null,null,null,null,null,null,null,null,null,null,null,null,null,null,null,null,null,null,null,null,null,null,null,null,null,null,null,null,null,null,null,null,null,{"$error":"#VALUE!"},{"$error":"#VALUE!"},{"$error":"#VALUE!"},{"$error":"#VALUE!"},{"$error":"#VALUE!"},{"$error":"#VALUE!"},{"$error":"#VALUE!"},{"$error":"#VALUE!"},{"$error":"#VALUE!"},{"$error":"#VALUE!"},{"$error":"#VALUE!"},{"$error":"#VALUE!"},{"$error":"#VALUE!"},{"$error":"#VALUE!"},{"$error":"#VALUE!"},{"$error":"#VALUE!"},{"$error":"#VALUE!"},{"$error":"#VALUE!"},{"$error":"#VALUE!"},{"$error":"#VALUE!"},{"$error":"#VALUE!"},{"$error":"#VALUE!"},{"$error":"#VALUE!"},{"$error":"#VALUE!"},{"$error":"#VALUE!"},{"$error":"#VALUE!"},{"$error":"#VALUE!"},{"$error":"#VALUE!"},{"$error":"#VALUE!"},{"$error":"#VALUE!"},{"$error":"#VALUE!"},{"$error":"#VALUE!"},{"$error":"#VALUE!"},{"$error":"#VALUE!"},{"$error":"#VALUE!"}]
[null,null,null,null,null,null,null,null,null,null,null,null,null,null,null,null,null,null,null,null,null,null,null,null,null,null,null,null,null,null,null,null,null,null,null,null,null,null,null,null,null,null,null,null,null,null,null,null,null,null,null,null,{"$error":"#VALUE!"},{"$error":"#VALUE!"},{"$error":"#VALUE!"},{"$error":"#VALUE!"},{"$error":"#VALUE!"},{"$error":"#VALUE!"},{"$error":"#VALUE!"},{"$error":"#VALUE!"},{"$error":"#VALUE!"},{"$error":"#VALUE!"},{"$error":"#VALUE!"},{"$error":"#VALUE!"},{"$error":"#VALUE!"},{"$error":"#VALUE!"},{"$error":"#VALUE!"},{"$error":"#VALUE!"},{"$error":"#VALUE!"},{"$error":"#VALUE!"},{"$error":"#VALUE!"},{"$error":"#VALUE!"},{"$error":"#VALUE!"},{"$error":"#VALUE!"},{"$error":"#VALUE!"},{"$error":"#VALUE!"},{"$error":"#VALUE!"},{"$error":"#VALUE!"},{"$error":"#VALUE!"},{"$error":"#VALUE!"},{"$error":"#VALUE!"},{"$error":"#VALUE!"},{"$error":"#VALUE!"},{"$error":"#VALUE!"},{"$error":"#VALUE!"},{"$error":"#VALUE!"},{"$error":"#VALUE!"}]
[null,null,null,null,null,null,null,null,null,null,null,null,null,null,null,null,null,null,null,null,null,null,null,null,null,null,null,null,null,null,null,null,null,null,null,null,null,null,null,null,null,null,null,null,null,null,null,null,null,null,null,null,{"$error":"#VALUE!"},{"$error":"#VALUE!"},{"$error":"#VALUE!"},{"$error":"#VALUE!"},{"$error":"#VALUE!"},{"$error":"#VALUE!"},{"$error":"#VALUE!"},{"$error":"#VALUE!"},{"$error":"#VALUE!"},{"$error":"#VALUE!"},{"$error":"#VALUE!"},{"$error":"#VALUE!"},{"$error":"#VALUE!"},{"$error":"#VALUE!"},{"$error":"#VALUE!"},{"$error":"#VALUE!"},{"$error":"#VALUE!"},{"$error":"#VALUE!"},{"$error":"#VALUE!"},{"$error":"#VALUE!"},{"$error":"#VALUE!"},{"$error":"#VALUE!"},{"$error":"#VALUE!"},{"$error":"#VALUE!"},{"$error":"#VALUE!"},{"$error":"#VALUE!"},{"$error":"#VALUE!"},{"$error":"#VALUE!"},{"$error":"#VALUE!"},{"$error":"#VALUE!"},{"$error":"#VALUE!"},{"$error":"#VALUE!"},{"$error":"#VALUE!"},{"$error":"#VALUE!"},{"$error":"#VALUE!"}]
[null,null,null,null,null,null,null,null,null,null,null,null,null,null,null,null,null,null,null,null,null,null,null,null,null,null,null,null,null,null,null,null,null,null,null,null,null,null,null,null,null,null,null,null,null,null,null,null,null,null,null,null,{"$error":"#VALUE!"},{"$error":"#VALUE!"},{"$error":"#VALUE!"},{"$error":"#VALUE!"},{"$error":"#VALUE!"},{"$error":"#VALUE!"},{"$error":"#VALUE!"},{"$error":"#VALUE!"},{"$error":"#VALUE!"},{"$error":"#VALUE!"},{"$error":"#VALUE!"},{"$error":"#VALUE!"},{"$error":"#VALUE!"},{"$error":"#VALUE!"},{"$error":"#VALUE!"},{"$error":"#VALUE!"},{"$error":"#VALUE!"},{"$error":"#VALUE!"},{"$error":"#VALUE!"},{"$error":"#VALUE!"},{"$error":"#VALUE!"},{"$error":"#VALUE!"},{"$error":"#VALUE!"},{"$error":"#VALUE!"},{"$error":"#VALUE!"},{"$error":"#VALUE!"},{"$error":"#VALUE!"},{"$error":"#VALUE!"},{"$error":"#VALUE!"},{"$error":"#VALUE!"},{"$error":"#VALUE!"},{"$error":"#VALUE!"},{"$error":"#VALUE!"},{"$error":"#VALUE!"},{"$error":"#VALUE!"}]
[null,null,null,null,null,null,null,null,null,null,null,null,null,null,null,null,null,null,null,null,null,null,null,null,null,null,null,null,null,null,null,null,null,null,null,null,null,null,null,null,null,null,null,null,null,null,null,null,null,null,null,null,{"$error":"#VALUE!"},{"$error":"#VALUE!"},{"$error":"#VALUE!"},{"$error":"#VALUE!"},{"$error":"#VALUE!"},{"$error":"#VALUE!"},{"$error":"#VALUE!"},{"$error":"#VALUE!"},{"$error":"#VALUE!"},{"$error":"#VALUE!"},{"$error":"#VALUE!"},{"$error":"#VALUE!"},{"$error":"#VALUE!"},{"$error":"#VALUE!"},{"$error":"#VALUE!"},{"$error":"#VALUE!"},{"$error":"#VALUE!"},{"$error":"#VALUE!"},{"$error":"#VALUE!"},{"$error":"#VALUE!"},{"$error":"#VALUE!"},{"$error":"#VALUE!"},{"$error":"#VALUE!"},{"$error":"#VALUE!"},{"$error":"#VALUE!"},{"$error":"#VALUE!"},{"$error":"#VALUE!"},{"$error":"#VALUE!"},{"$error":"#VALUE!"},{"$error":"#VALUE!"},{"$error":"#VALUE!"},{"$error":"#VALUE!"},{"$error":"#VALUE!"},{"$error":"#VALUE!"},{"$error":"#VALUE!"}]
[null,null,null,null,null,null,null,null,null,null,null,null,null,null,null,null,null,null,null,null,null,null,null,null,null,null,null,null,null,null,null,null,null,null,null,null,null,null,null,null,null,null,null,null,null,null,null,null,null,null,null,null,{"$error":"#VALUE!"},{"$error":"#VALUE!"},{"$error":"#VALUE!"},{"$error":"#VALUE!"},{"$error":"#VALUE!"},{"$error":"#VALUE!"},{"$error":"#VALUE!"},{"$error":"#VALUE!"},{"$error":"#VALUE!"},{"$error":"#VALUE!"},{"$error":"#VALUE!"},{"$error":"#VALUE!"},{"$error":"#VALUE!"},{"$error":"#VALUE!"},{"$error":"#VALUE!"},{"$error":"#VALUE!"},{"$error":"#VALUE!"},{"$error":"#VALUE!"},{"$error":"#VALUE!"},{"$error":"#VALUE!"},{"$error":"#VALUE!"},{"$error":"#VALUE!"},{"$error":"#VALUE!"},{"$error":"#VALUE!"},{"$error":"#VALUE!"},{"$error":"#VALUE!"},{"$error":"#VALUE!"},{"$error":"#VALUE!"},{"$error":"#VALUE!"},{"$error":"#VALUE!"},{"$error":"#VALUE!"},{"$error":"#VALUE!"},{"$error":"#VALUE!"},{"$error":"#VALUE!"},{"$error":"#VALUE!"}]
[null,null,null,null,null,null,null,null,null,null,null,null,null,null,null,null,null,null,null,null,null,null,null,null,null,null,null,null,null,null,null,null,null,null,null,null,null,null,null,null,null,null,null,null,null,null,null,null,null,null,null,null,{"$error":"#VALUE!"},{"$error":"#VALUE!"},{"$error":"#VALUE!"},{"$error":"#VALUE!"},{"$error":"#VALUE!"},{"$error":"#VALUE!"},{"$error":"#VALUE!"},{"$error":"#VALUE!"},{"$error":"#VALUE!"},{"$error":"#VALUE!"},{"$error":"#VALUE!"},{"$error":"#VALUE!"},{"$error":"#VALUE!"},{"$error":"#VALUE!"},{"$error":"#VALUE!"},{"$error":"#VALUE!"},{"$error":"#VALUE!"},{"$error":"#VALUE!"},{"$error":"#VALUE!"},{"$error":"#VALUE!"},{"$error":"#VALUE!"},{"$error":"#VALUE!"},{"$error":"#VALUE!"},{"$error":"#VALUE!"},{"$error":"#VALUE!"},{"$error":"#VALUE!"},{"$error":"#VALUE!"},{"$error":"#VALUE!"},{"$error":"#VALUE!"},{"$error":"#VALUE!"},{"$error":"#VALUE!"},{"$error":"#VALUE!"},{"$error":"#VALUE!"},{"$error":"#VALUE!"},{"$error":"#VALUE!"}]
[null,null,null,null,null,null,null,null,null,null,null,null,null,null,null,null,null,null,null,null,null,null,null,null,null,null,null,null,null,null,null,null,null,null,null,null,null,null,null,null,null,null,null,null,null,null,null,null,null,null,null,null,{"$error":"#VALUE!"},{"$error":"#VALUE!"},{"$error":"#VALUE!"},{"$error":"#VALUE!"},{"$error":"#VALUE!"},{"$error":"#VALUE!"},{"$error":"#VALUE!"},{"$error":"#VALUE!"},{"$error":"#VALUE!"},{"$error":"#VALUE!"},{"$error":"#VALUE!"},{"$error":"#VALUE!"},{"$error":"#VALUE!"},{"$error":"#VALUE!"},{"$error":"#VALUE!"},{"$error":"#VALUE!"},{"$error":"#VALUE!"},{"$error":"#VALUE!"},{"$error":"#VALUE!"},{"$error":"#VALUE!"},{"$error":"#VALUE!"},{"$error":"#VALUE!"},{"$error":"#VALUE!"},{"$error":"#VALUE!"},{"$error":"#VALUE!"},{"$error":"#VALUE!"},{"$error":"#VALUE!"},{"$error":"#VALUE!"},{"$error":"#VALUE!"},{"$error":"#VALUE!"},{"$error":"#VALUE!"},{"$error":"#VALUE!"},{"$error":"#VALUE!"},{"$error":"#VALUE!"},{"$error":"#VALUE!"}]
[null,null,null,null,null,null,null,null,null,null,null,null,null,null,null,null,null,null,null,null,null,null,null,null,null,null,null,null,null,null,null,null,null,null,null,null,null,null,null,null,null,null,null,null,null,null,null,null,null,null,null,null,{"$error":"#VALUE!"},{"$error":"#VALUE!"},{"$error":"#VALUE!"},{"$error":"#VALUE!"},{"$error":"#VALUE!"},{"$error":"#VALUE!"},{"$error":"#VALUE!"},{"$error":"#VALUE!"},{"$error":"#VALUE!"},{"$error":"#VALUE!"},{"$error":"#VALUE!"},{"$error":"#VALUE!"},{"$error":"#VALUE!"},{"$error":"#VALUE!"},{"$error":"#VALUE!"},{"$error":"#VALUE!"},{"$error":"#VALUE!"},{"$error":"#VALUE!"},{"$error":"#VALUE!"},{"$error":"#VALUE!"},{"$error":"#VALUE!"},{"$error":"#VALUE!"},{"$error":"#VALUE!"},{"$error":"#VALUE!"},{"$error":"#VALUE!"},{"$error":"#VALUE!"},{"$error":"#VALUE!"},{"$error":"#VALUE!"},{"$error":"#VALUE!"},{"$error":"#VALUE!"},{"$error":"#VALUE!"},{"$error":"#VALUE!"},{"$error":"#VALUE!"},{"$error":"#VALUE!"},{"$error":"#VALUE!"}]
[null,null,null,null,null,null,null,null,null,null,null,null,null,null,null,null,null,null,null,null,null,null,null,null,null,null,null,null,null,null,null,null,null,null,null,null,null,null,null,null,null,null,null,null,null,null,null,null,null,null,null,null,null,null,null,null,null,null,null,null,null,null,null,null,null,null,null,null,null,null,null,null,null,null,null,null,null,null,null,null,null,null,null,null,null,"Total Drain Time (hrs)",{"$f":"SUM(CI109:CI169)","v":{"$error":"#VALUE!"}}]
[null,null,null,null,null,null,null,null,null,null,null,null,null,null,null,null,null,null,null,null,null,null,null,null,null,null,null,null,null,null,null,null,null,null,null,null,null,null,null,null,null,null,null,null,null,null,null,null,null,null,null,null,null,null,null,null,null,null,null,null,null,null,null,null,null,null,null,null,null,null,null,null,null,null,null,null,null,null,null,null,null,null,null,null,null,"Peak Outflow Rate (cfs)",{"$f":"MAX(CH109:CH169)","v":{"$error":"#VALUE!"}}]

{"sheet":"PLD","index":5,"n_rows":65,"n_cols":13,"rows_kept":65,"cut":false,"hidden":false,"merged":[[1,1,1,13],[3,4,3,12],[4,4,4,12],[5,4,5,12],[62,10,62,13],[6,4,6,12],[7,4,7,12],[41,10,41,13],[60,12,60,13],[61,10,61,13]]}
[]
[null,"Design Procedure Form:  Porous Landscape Detention (PLD)"]
[]
[null,null,"Designer:"]
[null,null,"Company:"]
[null,null,"Date:"]
[null,null,"Project:"]
[null,null,"Location:"]
[]
[]
[null,null,"1.","Basin Storage Volume"]
[]
[null,null,null,"A)  Contributing Watershed Area  (Including the PLD Area)",null,null,null,null,null,null,"Area =",{"$f":"IF(WQCV!L27=\"\",\"\",WQCV!L27)","v":""},"square feet"]
[]
[null,null,null,"B)  Water Quality Capture Volume (WQCV12)",null,null,null,null,null,null,"WQCV12 =",{"$f":"IF(WQCV!L32=\"\",\"\",WQCV!L32)","v":""},"cubic feet"]
[null,null,null,"        (Input from WQCV Spreadsheet, 12 hour drain time)"]
[]
[]
[null,null,"2.","PLD Average Depth and Surface Area"]
[]
[null,null,null,"A) Average Depth of PLD, dav  (Min = 0.5', Max = 1.0')",null,null,null,null,null,null,"dav =",null,"feet"]
[]
[]
[null,null,null,"B) Minimum Required Surface Area, As = WQCV /dav ",null,null,null,null,null,null,"As =",null,"square feet"]
[]
[]
[]
[null,null,"3.","Draining of PLD (Check A, or  B, or C, answer D and E)",null,null,null,null,null,null,null,"Infiltration to Sub-grade with Woven Geotextile Fabric"]
[null,null,null,"Based on answers to 3A through 3E, check the appropriate method",null,null,null,null,null,null,null,"    3(C) checked  and  3(E) = no"]
[]
[null,null,"A)","Check box if sub-grade is heavy or expansive clay",null,null,null,null,null,null,null,"Underdrain with Impermeable liner"]
[null,null,"B)","Check box if sub-grade is silty or clayey sand",null,null,null,null,null,null,null,"   3(A)  checked  or  3(E) = yes"]
[null,null,"C)","Check box if sub-grade is well-draining soil"]
[null,null,null,null,"*Provide a soils report to substantiate.",null,null,null,null,null,null,"Underdrain with Woven Geotextile Fabric (See note 1):"]
[null,null,"D)","Check box if underdrains are not desirable or",null,null,null,null,null,null,null,"   3(B) checked  and  3(E) = no"]
[null,null,null,"if underdrains are not feasible at this site."]
[null,null,null,null,null,null,null,null,null,null,null,"16-Mil. Impermeable Membrane with No Underdrain:"]
[null,null,"E)","Does tributary catchment contain land uses that may have",null,null,null,null,null,null,null,"  3(D) checked - Evapotranspiration only"]
[null,null,null,"petroleum products, greases, or other chemicals"]
[null,null,null,"present, such as gas station,",null,null,"yes","no",null,null,null,"Other:"]
[null,null,null,"hardware store, restaurant, etc.?"]
[]
[]
[null,null,"4.","Sand/Peat Mix and Gravel Sub-base (See Figure WQ-7)"]
[]
[null,null,null,"A)  Heavy or Expansive Clay Present or Chemical Concerns; ",null,null,null,null,null,null,null,"18\" Minimum Depth Sand-Peat Mix with 8\" Gravel Layer.  16-Mil."]
[null,null,null,"       Perforated Underdrain Used.",null,null,null,null,null,null,"Impermeable Liner and a 4\" Perforated Underdrain."]
[]
[null,null,null,"B)  Silty or Clayey Sand Present; ",null,null,null,null,null,null,null,"18\" Minimum Depth Sand-Topsoil-Compost Mix with 8\" Gravel"]
[null,null,null,"       Perforated Underdrain Used.",null,null,null,null,null,null," Layer and a  4\" Perforated Underdrain  w/ Woven Geotextile Fabric."]
[]
[]
[null,null,null,"C)  No Potential for Contamination and Well-Draining ",null,null,null,null,null,null,null,"18\" Minimum Depth Sand-Topsoil-Compost Mix with Woven "]
[null,null,null,"       Soils are Present; Underdrains Elliminated.",null,null,null,null,null,null,"Geotextile Fabric and No Underdrain (Direct Infiltration)."]
[]
[null,null,null,null,null,null,null,null,null,null,null,"18\" Minimum Depth Sand-Topsoil-Compost Mix with an Additional"]
[null,null,null,"D)  Underdrains are Not Desirable or are Not Feasible at this Site.",null,null,null,null,null,null,"18\"Minimum Layer Sand-Topsoil-Compost Mix or Sand-Class 'A' Compost "]
[null,null,null,null,null,null,null,null,null,null,"Bottom Layer (Total Sand-Topsoil-Compost Depth of 36\").  16-Mil."]
[null,null,null,null,null,null,null,null,null,null,"Impermeable Liner Used."]
[]
[null,null,null,"E)  Other:",null,null,null,null,null,null,null,"Other:"]
[]
[]
[null,null,null,"Notes:","1) Woven geotextile fabric shall meet ASTM D4751 - AOS U.S. Std. Seive #50 to #70, ASTM D4633 min. trapezoidal tear strength 100 x "]
[null,null,null,null,"    60 lbs, min. Corps of Engineers (COE) specified open area of 4%."]

{"sheet":"MBP","index":6,"n_rows":72,"n_cols":14,"rows_kept":72,"cut":false,"hidden":false,"merged":[[38,10,38,13],[46,10,46,13],[23,10,23,13],[74,1,74,13],[71,4,71,13],[72,1,72,13],[73,1,73,13],[70,10,70,13],[6,4,6,12],[7,4,7,12],[1,1,1,13],[3,4,3,12],[4,4,4,12],[5,4,5,12]]}
[]
[null,"Design Procedure Form:  Modular Block Porous Pavement (MBP)"]
[]
[null,null,"Designer:"]
[null,null,"Company:"]
[null,null,"Date:"]
[null,null,"Project:"]
[null,null,"Location:"]
[]
[]
[null,null,"1.","Modular Block Properties:",null,null,null,null,null,null,null,"Block Name:"]
[]
[null,null,null,null,null,null,null,null,null,null,null,"Manufacturer:"]
[]
[null,null,null,"Note:",null,null,null,null,null,null,null,"Min. Open Surface Area =",null,"%"]
[null,null,null,"    Blocks shall have no less than 20% open area - 40% preferred;"]
[null,null,null,"     and shall be no less than 3\" thick.",null,null,null,null,null,null,null,"Minimum Thickness =",null,"inches"]
[]
[]
[null,null,"2.","Porous Pavement Infill (Check the type or describe \"Other\").",null,null,null,null,null,null,null,"ASTM C-33 Sand"]
[]
[null,null,null,null,null,null,null,null,null,null,null,"Other:"]
[]
[]
[]
[null,null,"3.","Base Course:  The following three items are all required."]
[]
[null,null,null,"A) Sand (ASTM C-33) Leveling Course.",null,null,null,null,null,null,null,"1\" Layer ASTM C-33 Sand Leveling Course"]
[null,null,null,null,null,null,null,null,null,null,null,"Other:"]
[]
[]
[null,null,null,"B)  Woven Geotextile Fabric Between Sand & Gravel -",null,null,null,null,null,null,null,"Woven Geotextile Fabric per Springfield Water Quality Criteria"]
[null,null,null,"         meeting ASTM D4751 - AOS U.S. Std. Seive #50 to #70.",null,null,null,null,null,null,null,"Other:"]
[null,null,null,"         ASTM D4632 min. trapezoidal tear strength 100 x 60 lbs, min. "]
[null,null,null,"         Corps of Engineers (COE) specified open area of 4%."]
[null,null,null,"C)  Thickness of Gravel (AASHTO #3 Coarse Aggregate)."]
[null,null,null,"        8\" minimum thickness required.",null,null,null,null,null,null,null,"Inches"]
[]
[]
[]
[null,null,"4.","Design Impervious Area to Porous Pavement Area Ratio (Max. = 2):",null,null,null,null,null,null,"Ratio =",null,"(AIMP / APOROUS)"]
[]
[]
[null,null,"5.","Perimeter Wall (12\" deeper than base course, Min thickness = 6\")",null,null,null,null,null,null,null,"Concrete",null,"inches thick"]
[]
[null,null,null,null,null,null,null,null,null,null,null,"Other:"]
[]
[]
[null,null,"6.","Contained Cells:"]
[]
[null,null,null,"A)  Type:",null,null,null,null,null,null,null,"16-mil. (min.) Impermeable Liner"]
[null,null,null,null,null,null,null,null,null,null,null,"Concrete Wall"]
[]
[null,null,null,"B)  Slope of the base course :",null,null,null,null,null,null,"SO =",null,"ft/ft"]
[]
[null,null,null,"C)  Distance between cutoffs (normal to flow, L):",null,null,null,null,null,null,"L =",null,"feet, (LMAX =",{"$f":"IF(L54=\"\",\"\",IF(L54=0,\"N/A)\",IF(L54>0,IF(K37=\"\",\"N/A)\",ROUND(K37/12/1.5/L54,0)&\" feet.)\"))))","v":""}]
[null,null,null,{"$f":"IF(L54=\"\",\"\",IF(L54=0,\"       There is no maximum L for a flat base course\",IF(L54>0,IF(K37=\"\",\"\",\"       Max. Length L = Gravel Thickness / 1.5 / S = \"&ROUND(K37/12/1.5/L54,0)&\" feet.\"))))","v":""}]
[]
[]
[null,null,"7.","Draining of modular block pavement (Check A, or  B, or C, answer D)",null,null,null,null,null,null,null,"Infiltration to Sub-grade with AOS U.S. Std. Seive #50 to #70 Woven"]
[null,null,null,"Based on answers to 7A through 7D, check the appropriate method:",null,null,null,null,null,null,"Geotextile Fabric (As In 3(B)):  7(C) checked  and  7(D) = no"]
[]
[null,null,"A)","Check box if sub-grade is heavy or expansive clay",null,null,null,null,null,null,null,"Underdrain with 16-mil. Impermeable Liner"]
[null,null,"B)","Check box if sub-grade is silty or clayey sand",null,null,null,null,null,null,null,"    7(A)  checked  or  7(D) = yes"]
[null,null,"C)","Check box if sub-grade is well-draining soil"]
[null,null,null,null,null,null,null,null,null,null,null,"Underdrain with AOS U.S. Std. Seive #50 to #70 Woven"]
[null,null,"D)","Does tributary catchment contain land uses that may have",null,null,null,null,null,null,"Geotextile Fabric (As In 3(B)):  7(B) checked  and  7(D) = no"]
[null,null,null,"petroleum products, greases, or other chemicals"]
[null,null,null,"present, such as gas station,",null,null,"yes","no",null,null,null,"Other:"]
[null,null,null,"hardware store, restaurant, etc.?"]
[]
[null,null,null,"Notes:"]

{"sheet":"GB","index":7,"n_rows":57,"n_cols":14,"rows_kept":57,"cut":false,"hidden":false,"merged":[[59,1,59,13],[60,1,60,13],[56,4,56,13],[45,10,45,13],[53,12,53,13],[54,10,54,13],[57,1,57,13],[55,10,55,13],[47,10,47,13],[38,12,38,13],[39,10,39,13],[40,10,40,13],[58,1,58,13],[44,12,44,13],[46,10,46,13],[7,4,7,12],[1,1,1,13],[3,4,3,12],[4,4,4,12],[6,4,6,12],[5,4,5,12]]}
[]
[null,"Design Procedure Form:  Grass Buffer (GB)"]
[]
[null,null,"Designer:"]
[null,null,"Company:"]
[null,null,"Date:"]
[null,null,"Project:"]
[null,null,"Location:"]
[]
[]
[null,null,"1.","2-Year Design Discharge",null,null,null,null,null,null,"Q2 =",null,"cfs"]
[]
[]
[null,null,"2.","Tributary Catchment Flow"]
[]
[null,null,null,"A)  Min. Width of GB (Normal to runoff flow path): WG = Q2 / 0.05",null,null,null,null,null,null,"WG =",null,"feet","(Longer widths may be used)"]
[]
[null,null,null,"B)  Tributary Area in Square Feet (At)",null,null,null,null,null,null,"At=",null,"square feet"]
[]
[]
[null,null,"3.","Design Length Along Direction of Flow (Use A or B)"]
[]
[null,null,null,"A)  Sheet Flow Conditions Upstream"]
[null,null,null,"    i)  Length of Flow Path Over Tributary Impervious Surface",null,null,null,null,null,null,"Lt =",null,"feet"]
[null,null,null,"   ii)  Design Length of Buffer: LG = 0.2 * Lt  (6' minimum)",null,null,null,null,null,null,"LG  =",null,"feet"]
[]
[]
[null,null,null,"B)  Concentrated (Non-Sheet) Flow Conditions Upstream"]
[null,null,null,"    i)  Width of Flow Level Spreader",null,null,null,null,null,null,"Wt =",null,"feet"]
[null,null,null,"    ii)  Design Length of Buffer: LG = 0.15 * At / Wt (6' minimum)",null,null,null,null,null,null,"LG  =",null,"feet"]
[]
[]
[null,null,"4.","Design Slope (not to exceed 4%)",null,null,null,null,null,null,"S =",null,"%"]
[]
[]
[null,null,"5.","Flow Distribution (Check the type used or describe \"Other\")",null,null,null,null,null,null,null,"Slotted Curbing"]
[null,null,null,"(Required when upstream flow is concentrated.)",null,null,null,null,null,null,null,"Modular Block Porous Pavement"]
[null,null,null,null,null,null,null,null,null,null,null,"Level Spreader"]
[null,null,null,null,null,null,null,null,null,null,null,"Other:"]
[]
[]
[]
[null,null,"6.","Vegetation (Check the type used or describe \"Other\")",null,null,null,null,null,null,null,"Sod"]
[null,null,null,null,null,null,null,null,null,null,null,"Seed covered with suitable erosion control"]
[null,null,null,"Note:  Seeding and mulching alone is not an acceptable",null,null,null,null,null,null,null,"Other:"]
[null,null,null,"method of erosion control."]
[]
[]
[]
[null,null,"7.","Outflow Collection (Check the type used or describe \"Other\")",null,null,null,null,null,null,null,"Grass Swale"]
[null,null,null,null,null,null,null,null,null,null,null,"Street Gutter"]
[null,null,null,null,null,null,null,null,null,null,null,"Storm Sewer Inlet"]
[null,null,null,null,null,null,null,null,null,null,null,"Underdrain Used"]
[null,null,null,null,null,null,null,null,null,null,null,"Other:"]
[]
[]
[null,null,null,"Notes:"]

{"sheet":"GS","index":8,"n_rows":45,"n_cols":13,"rows_kept":45,"cut":false,"hidden":false,"merged":[[7,4,7,12],[45,1,45,13],[44,4,44,13],[51,1,51,13],[46,1,46,13],[47,1,47,13],[48,1,48,13],[49,1,49,13],[50,1,50,13],[6,4,6,12],[1,1,1,13],[3,4,3,12],[4,4,4,12],[5,4,5,12]]}
[]
[null,"Design Procedure Form:  Grass Swale (GS)"]
[]
[null,null,"Designer:"]
[null,null,"Company:"]
[null,null,"Date:"]
[null,null,"Project:"]
[null,null,"Location:"]
[]
[]
[null,null,"1.","2-Year Design Discharge",null,null,null,null,null,null,"Q2 =",null,"cfs"]
[]
[null,null,null,"2-Year Design Flow Velocity (V2, 2.0 fps Maximum)",null,null,null,null,null,null,"V2 =",null,"fps"]
[]
[]
[null,null,"2.","Swale Geometry "]
[]
[null,null,null,"A)  Channel Side Slope, Z (Horizontal:Vertical) should be 3:1 or flatter",null,null,null,null,null,null,"Z =",null,"(horizontal/vertical)"]
[]
[null,null,null,"B)  2-Year Design Flow Depth (D2, 1 foot maximum)",null,null,null,null,null,null,"D2 =",null,"feet"]
[]
[null,null,null,"C)  Bottom Width of Channel (B)",null,null,null,null,null,null,"B =",null,"feet"]
[]
[]
[null,null,"3.","Longitudinal Slope"]
[]
[null,null,null,"A)  Froude Number (F, 0.50 maximum, reduce V2 until F < 0.50)",null,null,null,null,null,null,"F = "]
[]
[null,null,null,"B)  Design Slope, S (Min = 0.002, Max = 0.01)",null,null,null,null,null,null,"S =",null,"feet/feet"]
[null,null,null,"          (Based on Manning's n = 0.05)"]
[]
[]
[]
[null,null,"4.","Vegetation (Check the type used or describe \"Other\")",null,null,null,null,null,null,null,"Sod"]
[null,null,null,null,null,null,null,null,null,null,null,"Other:"]
[]
[]
[]
[null,null,"6.","Outlet (Check the type used or describe \"Other\")",null,null,null,null,null,null,null,"Grated Inlet"]
[null,null,null,null,null,null,null,null,null,null,null,"Detention Basin"]
[null,null,null,null,null,null,null,null,null,null,null,"Underdrain Used"]
[null,null,null,null,null,null,null,null,null,null,null,"Other:"]
[]
[]
[null,null,null,"Notes:"]